## CriteriaMap
Criteria | Dx Code | Severity | Dx Statement (Left side) | Right Hand Side | (MAPTO) concept.concept_id | (MAPTO) concept.concept_name | (MAPTO) concept.concept_class_id | (Qualifier) concept.concept_id | (Qualifier) concept.concept_name | (Qualifier) concept.concept_class_id
0A | 12ML | DE | ALL 12 LEADS ARE MISSING |  | 4088498 | Acquisition/hardware ECG error | Clinical finding | 4160137 | Analysis | Qualifier value
0A | 1AVB | AB | FIRST DEGREE AV BLOCK |  | 314379 | First degree atrioventricular block | Clinical finding
0A | 1AVB | AB | Prolonged PR interval |  | 4064885 | Prolonged PR interval | Clinical finding
0A | 2AVB | AB | SECOND DEGREE AV BLOCK |  | 318448 | Second degree atrioventricular block | Clinical finding
0A | 2AVB2 | AB | PREDOMINANT 2:1 AV BLOCK |  | 4065290 | ECG: partial atrioventricular block - 2:1 | Clinical finding
0A | 3AVB | AB | COMPLETE AV BLOCK |  | 4064874 | EKG: complete atrioventricular block | Clinical finding
0A | 3AVBFF | AB | A-FLUTTER/FIBRILLATION W/ COMPLETE AV BLOCK |  | 314665 | Atrial flutter | Clinical finding
0A | 3AVBFF | AB | A-FLUTTER/FIBRILLATION W/ COMPLETE AV BLOCK |  | 4064452 | ECG: atrial fibrillation | Clinical finding
0A | 3AVBFF | AB | A-FLUTTER/FIBRILLATION W/ COMPLETE AV BLOCK |  | 316135 | Atrioventricular block | Clinical finding | 4112431 | Complete | Qualifier value
0A | 3AVBIR | AB | COMPLETE AV BLOCK WITH WIDE QRS COMPLEX |  | 4064874 | ECG: complete atrioventricular block | Clinical finding
0A | ABC | ON | ABERRANT COMPLEX |  | 4092011 | Aberrantly conducted complex | Clinical finding
0A | ABCS | ON | ABERRANT COMPLEX, POSSIBLY SUPRAVENTRICULAR |  | 4092011 | Aberrantly conducted complex | Clinical finding
0A | ABCS | ON | ABERRANT COMPLEX, POSSIBLY SUPRAVENTRICULAR |  | 441872 | Supraventricular premature beats | Clinical finding
0A | AFIB | AB | ATRIAL FIBRILLATION |  | 4064452 | ECG: atrial fibrillation | Clinical finding
0A | AFIB0 | AB | ATRIAL FIBRILLATION |  | 4064452 | ECG: atrial fibrillation | Clinical finding
0A | AFIBT | AB | ATRIAL FIBRILLATION WITH RAPID V-RATE |  | 4064452 | ECG: atrial fibrillation | Clinical finding
0A | AFL2 | AB | ATRIAL FLUTTER WITH 2:1 AV BLOCK |  | 4065288 | ECG: atrial flutter | Clinical finding
0A | AFL2 | AB | ATRIAL FLUTTER WITH 2:1 AV BLOCK |  | 4065290 | ECG: partial atrioventricular block - 2:1 | Clinical finding
0A | AFLT | AB | ATRIAL FLUTTER |  | 4065288 | ECG: atrial flutter | Clinical finding
0A | AFLT2 | AB | A-FLUTTER W/ PREDOM 2:1 AV BLOCK |  | 4065288 | ECG: atrial flutter | Clinical finding
0A | AFLT2 | AB | A-FLUTTER W/ PREDOM 2:1 AV BLOCK |  | 4065290 | ECG: partial atrioventricular block - 2:1 | Clinical finding
0A | AFLT3 | AB | A-FLUTTER W/ PREDOM 3:1 AV BLOCK |  | 4065288 | ECG: atrial flutter | Clinical finding
0A | AFLT3 | AB | A-FLUTTER W/ PREDOM 3:1 AV BLOCK |  | 4064458 | ECG: partial atrioventricular block - 3:1 | Clinical finding
0A | AFLT4 | AB | A-FLUTTER W/ PREDOM 4:1 AV BLOCK |  | 4065288 | ECG: atrial flutter | Clinical finding
0A | AFLT4 | AB | A-FLUTTER W/ PREDOM 4:1 AV BLOCK |  | X | ECG: partial atrioventricular block - 4:1 | Clinical finding
0A | AFLTV | AB | A-FLUTTER W/ VARIED AV BLOCK |  | 4065288 | ECG: atrial flutter | Clinical finding
0A | AFLTV | AB | A-FLUTTER W/ VARIED AV BLOCK |  | 316135 | Atrioventricular block | Clinical finding
0A | AGEUNK | NS | AGE IS NOT ENTERED, ASSUMED TO BE 50 YEARS OLD FOR PURPOSE OF ECG INTERPRETATION |  | NA
0A | ALBBB | AB | IVCD, CONSIDER ATYPICAL LBBB |  | 4166844 | Intraventricular conduction defect | Clinical finding
0A | ALBBB | AB | IVCD, CONSIDER ATYPICAL LBBB |  | 4064614 | ECG: left bundle branch block | Clinical finding | 4162850 | Possible | Qualifier value | 4011080 | Atypical | Qualifier value
0A | ALI20 | AB | PROBABLE ANTEROLATERAL INFARCT, AGE INDETERM |  | 4184348 | Anterolateral infarction by electrocardiogram | Clinical finding | 4163351 | Probable diagnosis | Qualifier value
0A | ALI24 | AB | PROBABLE ANTEROLATERAL INFARCT, OLD |  | 4184348 | Anterolateral infarction by electrocardiogram | Clinical finding | 4163351 | Probable diagnosis | Qualifier value
0A | ALI26 | AB | PROBABLE ANTEROLATERAL INFARCT, AGE INDETERM |  | 4184348 | Anterolateral infarction by electrocardiogram | Clinical finding | 4163351 | Probable diagnosis | Qualifier value
0A | ALI64 | AB | ANTEROLATERAL INFARCT, OLD |  | 4184348 | Anterolateral infarction by electrocardiogram | Clinical finding
0A | ALI66 | AB | ANTEROLATERAL INFARCT, AGE INDETERMINATE |  | 4184348 | Anterolateral infarction by electrocardiogram | Clinical finding
0A | ALI86 | AB | EXTENSIVE ANTERIOR INFARCT, AGE INDETERMINATE |  | 4180609 | Anterior myocardial infarction on electrocardiogram | Clinical finding
0A | ALI88 | AB | EXTENSIVE ANTERIOR INFARCT, POSSIBLY ACUTE |  | 4180609 | Anterior myocardial infarction on electrocardiogram | Clinical finding | 4191741 | Acute onset | Qualifier value | 4162850 | Possible | Qualifier value
0A | ALI94 | AB | EXTENSIVE ANTERIOR INFARCT, RECENT |  | 4180609 | Anterior myocardial infarction on electrocardiogram | Clinical finding | 4274816 | Recent | Qualifier value
0A | ALIA | AB | ANTEROLATERAL INFARCT, ACUTE |  | 4184348 | Anterolateral infarction by electrocardiogram | Clinical finding | 4191741 | Acute onset | Qualifier value
0A | ALIQ | AB | ANTEROLATERAL INFARCT, AGE INDETERMINATE |  | 4184348 | Anterolateral infarction by electrocardiogram | Clinical finding
0A | ALIR | AB | ANTEROLATERAL INFARCT, RECENT |  | 4184348 | Anterolateral infarction by electrocardiogram | Clinical finding | 4274816 | Recent | Qualifier value
0A | ALQLVH | BO | Anterolateral Q waves, probably due to LVH |  | 4268536 | Q wave - finding | Clinical finding | 4163351 | Probable diagnosis | Qualifier value
0A | ALQLVH | BO | Anterolateral Q waves, probably due to LVH |  | 4065282 | ECG:left ventricle hypertrophy | Clinical finding
0A | AMI1 | BO | BORDERLINE R WAVE PROGRESSION, ANTERIOR LEADS |  | 4064879 | ECG: R wave abnormal | Clinical finding | 4115458 | Anterior | Qualifier value
0A | AMI14 | AB | PROBABLE ANTEROSEPTAL INFARCT, OLD |  | 4064610 | Anteroseptal infarction on electrocardiogram | Clinical finding | 4163351 | Probable diagnosis | Qualifier value
0A | AMI16 | AB | ANTERIOR Q WAVES, POSSIBLY DUE TO ILBBB |  | 4065386 | ECG: Q wave abnormal | Clinical finding | 4115458 | Anterior | Qualifier value
0A | AMI16 | AB | ANTERIOR Q WAVES, POSSIBLY DUE TO ILBBB |  | 4088336 | Incomplete left bundle branch block | Clinical finding | 4162850 | Possible | Qualifier value
0A | AMI17 | AB | ANTERIOR Q WAVES, POSSIBLY DUE TO LVH |  | 4065386 | ECG: Q wave abnormal | Clinical finding | 4115458 | Anterior | Qualifier value
0A | AMI17 | AB | ANTERIOR Q WAVES, POSSIBLY DUE TO LVH |  | 4065282 | ECG:left ventricle hypertrophy | Clinical finding | 4162850 | Possible | Qualifier value
0A | AMI20 | AB | PROBABLE ANTEROSEPTAL INFARCT, OLD |  | 4064610 | Anteroseptal infarction on electrocardiogram | Clinical finding | 4163351 | Probable diagnosis | Qualifier value
0A | AMI21 | AB | PROBABLE ANTEROSEPTAL INFARCT, AGE INDETERM |  | 4064610 | Anteroseptal infarction on electrocardiogram | Clinical finding | 4163351 | Probable diagnosis | Qualifier value
0A | AMI22 | AB | ANT-SEPT INJURY, PROBABLE EARLY ACUTE INFARCT |  | X | ANT-SEPT INJURY, PROBABLE EARLY ACUTE INFARCT | Clinical finding | 4191741 | Acute onset | Qualifier value | 4163351 | Probable diagnosis | Qualifier value
0A | AMI30 | AB | PROBABLE ANTERIOR INFARCT, ACUTE |  | 4180609 | Anterior myocardial infarction on electrocardiogram | Clinical finding | 4191741 | Acute onset | Qualifier value | 4163351 | Probable diagnosis | Qualifier value
0A | AMI4 | AB | ABNRM R PROG, CONSIDER ASMI OR LEAD PLACEMENT |  | 4064879 | ECG: R wave abnormal | Clinical finding
0A | AMI4 | AB | ABNRM R PROG, CONSIDER ASMI OR LEAD PLACEMENT |  | 438172 | Atrial septal defect as current complication following acute myocardial infarction | Clinical finding | 4162850 | Possible | Qualifier value
0A | AMI41 | BO | CONSIDER ANTERIOR INFARCT |  | 4180609 | Anterior myocardial infarction on electrocardiogram | Clinical finding | 4162850 | Possible | Qualifier value
0A | AMI44 | BO | CONSIDER ANTERIOR INFARCT |  | 4180609 | Anterior myocardial infarction on electrocardiogram | Clinical finding | 4162850 | Possible | Qualifier value
0A | AMI48 | BO | CONSIDER ANTERIOR INFARCT |  | 4180609 | Anterior myocardial infarction on electrocardiogram | Clinical finding | 4162850 | Possible | Qualifier value
0A | AMI49 | BO | CONSIDER ANTERIOR INFARCT |  | 4180609 | Anterior myocardial infarction on electrocardiogram | Clinical finding | 4162850 | Possible | Qualifier value
0A | AMI50 | AB | PROBABLE ANTERIOR INFARCT, ACUTE |  | 4180609 | Anterior myocardial infarction on electrocardiogram | Clinical finding | 4191741 | Acute onset | Qualifier value | 4163351 | Probable diagnosis | Qualifier value
0A | AMI54 | AB | ANTERIOR INFARCT, AGE INDETERMINATE |  | 4180609 | Anterior myocardial infarction on electrocardiogram | Clinical finding
0A | AMI60 | AB | ANTERIOR INFARCT, OLD |  | 4180609 | Anterior myocardial infarction on electrocardiogram | Clinical finding
0A | AMI61 | AB | ANTERIOR INFARCT, AGE INDETERMINATE |  | 4180609 | Anterior myocardial infarction on electrocardiogram | Clinical finding
0A | AMI61A | AB | ANTERIOR INFARCT, POSSIBLY ACUTE |  | 4180609 | Anterior myocardial infarction on electrocardiogram | Clinical finding | 4191741 | Acute onset | Qualifier value | 4162850 | Possible | Qualifier value
0A | AMI66 | AB | ANTERIOR INFARCT, RECENT |  | 4180609 | Anterior myocardial infarction on electrocardiogram | Clinical finding | 4274816 | Recent | Qualifier value
0A | AMI8 | AB | CONSIDER ANTEROSEPTAL INFARCT |  | 4064610 | Anteroseptal infarction on electrocardiogram | Clinical finding | 4162850 | Possible | Qualifier value
0A | AMIA | AB | ANTERIOR INFARCT, ACUTE |  | 4180609 | Anterior myocardial infarction on electrocardiogram | Clinical finding | 4191741 | Acute onset | Qualifier value
0A | AMIO | AB | Anterior infarct, old |  | 4180609 | Anterior myocardial infarction on electrocardiogram | Clinical finding
0A | AMIQ | AB | ANTERIOR INFARCT, AGE INDETERMINATE |  | 4180609 | Anterior myocardial infarction on electrocardiogram | Clinical finding
0A | AMIQP | AB | Probable anterior infarct, age indeterminate |  | 4180609 | Anterior myocardial infarction on electrocardiogram | Clinical finding | 4163351 | Probable diagnosis | Qualifier value
0A | APACE | AB | ATRIAL-PACED RHYTHM |  | 4138896 | ECG: pacemaker active | Clinical finding
0A | APACEC | AB | ATRIAL-PACED COMPLEXES |  | 4138896 | ECG: pacemaker active | Clinical finding
0A | APC | ON | ATRIAL PREMATURE COMPLEX |  | 4141030 | ECG: premature atrial contractions | Clinical finding
0A | APCPR | AB | Atrial premature complexes in couplets |  | 4141030 | ECG: premature atrial contractions | Clinical finding | X | Couplets | Qualifier value
0A | ARBBB | AB | IVCD, CONSIDER ATYPICAL RBBB |  | 4166844 | Intraventricular conduction defect | Clinical finding
0A | ARBBB | AB | IVCD, CONSIDER ATYPICAL RBBB |  | 4064460 | ECG: right bundle branch block | Clinical finding | 4011080 | Atypical | Qualifier value
0A | ARYP | AB | POSSIBLE ATRIAL ARRHYTHMIA |  | 4068155 | Atrial arrhythmia | Clinical finding | 4162850 | Possible | Qualifier value
0A | ASMIO | AB | Anteroseptal infarct, old |  | 4064610 | Anteroseptal infarction on electrocardiogram | Clinical finding
0A | ASMIOP | AB | Probable anteroseptal infarct, old |  | 4064610 | Anteroseptal infarction on electrocardiogram | Clinical finding | 4163351 | Probable diagnosis | Qualifier value
0A | ASQLVH | AB | Anterior Q waves, possibly due to LVH |  | 4065386 | ECG: Q wave abnormal | Clinical finding | 4115458 | Anterior | Qualifier value
0A | ASQLVH | AB | Anterior Q waves, possibly due to LVH |  | 4065282 | ECG:left ventricle hypertrophy | Clinical finding | 4162850 | Possible | Qualifier value
0A | ASVP | AB | ATRIAL-SENSED VENTRICULAR-PACED RHYTHM |  | 4138896 | ECG: pacemaker active | Clinical finding
0A | ASVPC | AB | ATRIAL-SENSED VENTRICULAR-PACED COMPLEXES |  | 4138896 | ECG: pacemaker active | Clinical finding
0A | AVDIS | AB | AV DISSOCIATION |  | 4138896 | ECG: pacemaker active | Clinical finding
0A | AVDP | AB | ATRIAL-VENTRICULAR DUAL-PACED RHYTHM |  | 4138896 | ECG: pacemaker active | Clinical finding
0A | AVDPC | AB | ATRIAL-VENTRICULAR DUAL-PACED COMPLEXES |  | 4138896 | ECG: pacemaker active | Clinical finding
0A | AVDPCF | AB | DUAL-PACEMAKER W/ A-NONCAPT DUE TO AFIB/FLUT |  | 4138896 | ECG: pacemaker active | Clinical finding
0A | AVDPCF | AB | DUAL-PACEMAKER W/ A-NONCAPT DUE TO AFIB/FLUT |  | 4064452 | ECG: atrial fibrillation | Clinical finding
0A | AXIND | ON | INDETERMINATE QRS AXIS |  | 4215406 | Left axis deviation | Clinical finding
0A | AXL | ON | BORDERLINE LEFT AXIS DEVIATION |  | 4215406 | Left axis deviation | Clinical finding | 4327638 | Borderline | Qualifier value
0A | AXPST | BO | MARKEDLY POSTERIOR QRS AXIS |  | 4197951 | EKG axis finding | Clinical finding | 4116868 | Posterior | Qualifier value
0A | AXR | ON | BORDERLINE RIGHT AXIS DEVIATION |  | 4166218 | Right axis deviation | Clinical finding | 4327638 | Borderline | Qualifier value
0A | AXSUP | ON | SUPERIOR QRS AXIS |  | 4166218 | Right axis deviation | Clinical finding
0A | BAA | AB | BIATRIAL ABNORMALITIES |  | 4100136 | Left atrial abnormality | Clinical finding
0A | BAA | AB | BIATRIAL ABNORMALITIES |  | 4101026 | Right atrial abnormality | Clinical finding
0A | BAE | AB | Biatrial enlargement |  | 43021828 | Right atrial enlargement | Clinical finding
0A | BAE | AB | Biatrial enlargement |  | 43022066 | Left atrial enlargement | Clinical finding
0A | BAVCD | BO | BORDERLINE AV CONDUCTION DELAY |  | 4064885 | Prolonged PR interval | Clinical finding | 4327638 | Borderline | Qualifier value
0A | BAVCD | BO | Borderline prolonged PR interval |  | 4064885 | Prolonged PR interval | Clinical finding | 4327638 | Borderline | Qualifier value
0A | BIVCD | ON | BORDERLINE INTRAVENTRICULAR CONDUCTION DELAY |  | 4166844 | Intraventricular conduction defect | Clinical finding | 4327638 | Borderline | Qualifier value
0A | BIVCDL | BO | BORDERLINE IVCD WITH LAD |  | 4166844 | Intraventricular conduction defect | Clinical finding | 4327638 | Borderline | Qualifier value
0A | BSTE | BO | BORDERLINE ST ELEVATION |  | 4295129 | ST segment elevation | Clinical finding | 4327638 | Borderline | Qualifier value
0A | BSTEA | BO | BORDERLINE ST ELEVATION, ANTERIOR LEADS |  | 4295129 | ST segment elevation | Clinical finding | 4115458 | Anterior | Qualifier value | 4327638 | Borderline | Qualifier value
0A | BSTEAL | BO | BORDERLINE ST ELEVATION, ANTEROLATERAL LEADS |  | 4295129 | ST segment elevation | Clinical finding | 4289848 | Anterolateral | Qualifier value | 4327638 | Borderline | Qualifier value
0A | BSTEI | BO | BORDERLINE ST ELEVATION, INFERIOR LEADS |  | 4295129 | ST segment elevation | Clinical finding | 4134040 | Inferior | Qualifier value | 4327638 | Borderline | Qualifier value
0A | BSTEL | BO | BORDERLINE ST ELEVATION, LATERAL LEADS |  | 4295129 | ST segment elevation | Clinical finding | 4171348 | Lateral | Qualifier value | 4327638 | Borderline | Qualifier value
0A | BWRV | BO | BRADYCARDIA WITH IRREGULAR RATE |  | 4169095 | Bradycardia | Clinical finding | 4175788 | Irregular | Qualifier value
0A | CAFBII | AB | LAD, CONSIDER LAFB OR INFERIOR INFARCT |  | 4215406 | Left axis deviation | Clinical finding
0A | CAFBII | AB | LAD, CONSIDER LAFB OR INFERIOR INFARCT |  | 40482086 | Left anterior fascicular block on electrocardiogram | Clinical finding | 4162850 | Possible | Qualifier value
0A | CAFBII | AB | LAD, CONSIDER LAFB OR INFERIOR INFARCT |  | 4247796 | Inferior myocardial infarction on electrocardiogram | Clinical finding | 4162850 | Possible | Qualifier value
0A | CINJA | AB | ST ELEVATION, CONSIDER ANTERIOR INJURY |  | 4064882 | ST elevation | Clinical finding | 4115458 | Anterior | Qualifier value
0A | CINJA | AB | ST ELEVATION, CONSIDER ANTERIOR INJURY |  | 4263712 | Subendocardial ischemia | Clinical finding | 4115458 | Anterior | Qualifier value | 4162850 | Possible | Qualifier value
0A | CINJI | AB | ST ELEVATION, CONSIDER INFERIOR INJURY |  | 4064882 | ST elevation | Clinical finding | 4134040 | Inferior | Qualifier value
0A | CINJI | AB | ST ELEVATION, CONSIDER INFERIOR INJURY |  | 4263712 | Subendocardial ischemia | Clinical finding | 4134040 | Inferior | Qualifier value | 4162850 | Possible | Qualifier value
0A | CLAA | ON | CONSIDER LEFT ATRIAL ABNORMALITY |  | 4305210 | Atrioventricular conduction disorder | Clinical finding | 4300877 | Left | Qualifier value | 4162850 | Possible | Qualifier value
0A | CLAE | ON | Consider left atrial enlargement |  | 43022066 | Left atrial enlargement | Clinical finding | 4162850 | Possible | Qualifier value
0A | CLAFB | AB | LAD, CONSIDER LEFT ANTERIOR FASCICULAR BLOCK |  | 4215406 | Left axis deviation | Clinical finding
0A | CLAFB | AB | LAD, CONSIDER LEFT ANTERIOR FASCICULAR BLOCK |  | 40482086 | Left anterior fascicular block on electrocardiogram | Clinical finding | 4162850 | Possible | Qualifier value
0A | CPMI | AB | CONSIDER POSTERIOR INFARCT |  | 4253065 | Posterior myocardial infarction on electrocardiogram | Clinical finding | 4162850 | Possible | Qualifier value
0A | CPWI | AB | CONSIDER POSTERIOR WALL INVOLVEMENT |  | 4253065 | Posterior myocardial infarction on electrocardiogram | Clinical finding | 4162850 | Possible | Qualifier value
0A | CRAA | NS | CONSIDER RIGHT ATRIAL ABNORMALITY |  | X | Right atrial conduction abnormality | Clinical finding | 4162850 | Possible | Qualifier value
0A | CRAE | NS | Consider right atrial enlargement |  | 43021828 | Right atrial enlargement | Clinical finding | 4162850 | Possible | Qualifier value
0A | CRHPI | BO | CONSIDER RVH OR POSTERIOR INFARCT |  | 4065283 | EKG: right ventricle hypertrophy | Clinical finding | 4162850 | Possible | Qualifier value
0A | CRHPI | BO | CONSIDER RVH OR POSTERIOR INFARCT |  | 4253065 | Posterior myocardial infarction on electrocardiogram | Clinical finding | 4162850 | Possible | Qualifier value
0A | CRHPIR | BO | CONSIDER RVH OR PMI W/ SEC REPOL ABNORMALITY |  | 4065283 | EKG: right ventricle hypertrophy | Clinical finding | 4162850 | Possible | Qualifier value
0A | CRHPIR | BO | CONSIDER RVH OR PMI W/ SEC REPOL ABNORMALITY |  | 4253065 | Posterior myocardial infarction on electrocardiogram | Clinical finding | 4162850 | Possible | Qualifier value
0A | CRPMI | BO | TALL R WAVE IN V2, CONSIDER RVH OR PMI |  | 4064618 | Tall R wave | Clinical finding
0A | CRPMI | BO | TALL R WAVE IN V2, CONSIDER RVH OR PMI |  | 4065283 | EKG: right ventricle hypertrophy | Clinical finding | 4162850 | Possible | Qualifier value
0A | CRVH | BO | CONSIDER RIGHT VENTRICULAR HYPERTROPHY |  | 4065283 | EKG: right ventricle hypertrophy | Clinical finding | 4162850 | Possible | Qualifier value
0A | CRVHR | AB | CONSIDER RVH W/ SECONDARY REPOL ABNORMALITY |  | 4065283 | EKG: right ventricle hypertrophy | Clinical finding | 4162850 | Possible | Qualifier value
0A | CRVHR | AB | CONSIDER RVH W/ SECONDARY REPOL ABNORMALITY |  | 4326509 | Early repolarization | Clinical finding | 4162850 | Possible | Qualifier value
0A | DEXC | AB | CONSIDER DEXTROCARDIA |  | 4100815 | Dextrocardia | Clinical finding | 4162850 | Possible | Qualifier value
0A | EAMIA | AB | EXTENSIVE ANTERIOR INFARCT, ACUTE |  | 4180609 | Anterior myocardial infarction on electrocardiogram | Clinical finding | 4191741 | Acute onset | Qualifier value
0A | EAMIQ | AB | EXTENSIVE ANTERIOR INFARCT, AGE INDETERMINATE |  | 4180609 | Anterior myocardial infarction on electrocardiogram | Clinical finding
0A | EAR | BO | ECTOPIC ATRIAL RHYTHM |  | 4021776 | Atrial rhythm | Clinical finding
0A | EAR | BO | ECTOPIC ATRIAL RHYTHM |  | 4164083 | Ectopic rhythm | Clinical finding
0A | EAT | AB | ECTOPIC ATRIAL TACHYCARDIA |  | 4121479 | Ectopic atrial tachycardia | Clinical finding
0A | EREPOL | NO | ST ELEV, PROBABLE NORMAL EARLY REPOL PATTERN |  | 4064882 | ST elevation | Clinical finding
0A | EREPOL | NO | ST ELEV, PROBABLE NORMAL EARLY REPOL PATTERN |  | 4326509 | Early repolarization | Clinical finding | 4163351 | Probable diagnosis | Qualifier value
0A | ET | ON | Abnormal R-wave progression, early transition |  | 4064879 | ECG: R wave abnormal | Clinical finding | 4130705 | Early | Qualifier value
0A | ET | ON | EARLY PRECORDIAL R/S TRANSITION |  | 4064879 | ECG: R wave abnormal | Clinical finding | 4130705 | Early | Qualifier value
0A | ETRSR1 | ON | RSR' IN V1 OR V2, RIGHT VCD OR RVH |  | 4088339 | rSr pattern in V1 and V2 | Clinical finding
0A | ETRSR1 | ON | RSR' IN V1 OR V2, RIGHT VCD OR RVH |  | 44784220 | Non-specific intraventricular conduction delay | Clinical finding
0A | ETRSR1 | ON | RSR' IN V1 OR V2, RIGHT VCD OR RVH |  | 4065283 | EKG: right ventricle hypertrophy | Clinical finding
0A | FLFIB | AB | ATRIAL FLUTTER/FIBRILLATION |  | 4065288 | ECG: atrial flutter | Clinical finding
0A | FLFIB | AB | ATRIAL FLUTTER/FIBRILLATION |  | 4064452 | ECG: atrial fibrillation | Clinical finding
0A | ILBBB | AB | INCOMPLETE LEFT BUNDLE BRANCH BLOCK |  | 4088336 | Incomplete left bundle branch block | Clinical finding
0A | IMI10 | BO | CONSIDER INFERIOR INFARCT |  | 4247796 | Inferior myocardial infarction on electrocardiogram | Clinical finding | 4162850 | Possible | Qualifier value
0A | IMI12 | BO | CONSIDER INFERIOR INFARCT |  | 4247796 | Inferior myocardial infarction on electrocardiogram | Clinical finding | 4162850 | Possible | Qualifier value
0A | IMI18 | BO | INFERIOR Q WAVES, PROBABLY NORMAL VARIATION |  | 4065386 | ECG: Q wave abnormal | Clinical finding | 4134040 | Inferior | Qualifier value
0A | IMI20 | AB | PROBABLE INFERIOR INFARCT, AGE INDETERMINATE |  | 4247796 | Inferior myocardial infarction on electrocardiogram | Clinical finding | 4163351 | Probable diagnosis | Qualifier value
0A | IMI22 | AB | PROBABLE INFERIOR INFARCT, AGE INDETERMINATE |  | 4247796 | Inferior myocardial infarction on electrocardiogram | Clinical finding | 4163351 | Probable diagnosis | Qualifier value
0A | IMI24 | AB | PROBABLE INFERIOR INFARCT, OLD |  | 4247796 | Inferior myocardial infarction on electrocardiogram | Clinical finding | 4163351 | Probable diagnosis | Qualifier value
0A | IMI26 | AB | PROBABLE INFERIOR INFARCT, AGE INDETERMINATE |  | 4247796 | Inferior myocardial infarction on electrocardiogram | Clinical finding | 4163351 | Probable diagnosis | Qualifier value
0A | IMI3 | BO | BORDERLINE INFERIOR Q WAVES |  | 4065386 | ECG: Q wave abnormal | Clinical finding | 4134040 | Inferior | Qualifier value
0A | IMI30 | AB | PROBABLE INFEROLATERAL INFARCT, AGE INDETERM |  | 4247796 | Inferior myocardial infarction on electrocardiogram | Clinical finding | 4163351 | Probable diagnosis | Qualifier value
0A | IMI4 | AB | CONSIDER LAFB OR INFERIOR INFARCT |  | 40482086 | Left anterior fascicular block on electrocardiogram | Clinical finding | 4162850 | Possible | Qualifier value
0A | IMI4 | AB | CONSIDER LAFB OR INFERIOR INFARCT |  | 4247796 | Inferior myocardial infarction on electrocardiogram | Clinical finding | 4162850 | Possible | Qualifier value
0A | IMI62 | AB | INFERIOR INFARCT, AGE INDETERMINATE |  | 4247796 | Inferior myocardial infarction on electrocardiogram | Clinical finding
0A | IMI64 | AB | INFERIOR INFARCT, OLD |  | 4247796 | Inferior myocardial infarction on electrocardiogram | Clinical finding
0A | IMI66 | AB | INFERIOR INFARCT, AGE INDETERMINATE |  | 4247796 | Inferior myocardial infarction on electrocardiogram | Clinical finding
0A | IMI67 | AB | INFERIOR INFARCT, POSSIBLY ACUTE |  | 4247796 | Inferior myocardial infarction on electrocardiogram | Clinical finding | 4191741 | Acute onset | Qualifier value | 4162850 | Possible | Qualifier value
0A | IMI80 | AB | INFERIOR Q WAVES, POSSIBLY DUE TO LBBB |  | 4065386 | ECG: Q wave abnormal | Clinical finding | 4134040 | Inferior | Qualifier value
0A | IMI81 | AB | INFERIOR ST ELEVATION, POSSIBLY DUE TO LBBB |  | 4064882 | ST elevation | Clinical finding | 4134040 | Inferior | Qualifier value
0A | IMI82 | AB | PROBABLE INFERIOR INFARCT WITH LBBB |  | 4247796 | Inferior myocardial infarction on electrocardiogram | Clinical finding | 4163351 | Probable diagnosis | Qualifier value
0A | IMI82 | AB | PROBABLE INFERIOR INFARCT WITH LBBB |  | 4064614 | ECG: left bundle branch block | Clinical finding
0A | IMIA | AB | INFERIOR INFARCT, ACUTE |  | 4247796 | Inferior myocardial infarction on electrocardiogram | Clinical finding | 4191741 | Acute onset | Qualifier value
0A | IMIEA | AB | INFERIOR INJURY, PROBABLE EARLY ACUTE INFARCT |  | 4064882 | ST elevation | Clinical finding | 4134040 | Inferior | Qualifier value
0A | IMIEA | AB | INFERIOR INJURY, PROBABLE EARLY ACUTE INFARCT |  | 4263712 | Subendocardial ischemia | Clinical finding | 4134040 | Inferior | Qualifier value | 4163351 | Probable diagnosis | Qualifier value
0A | IMIO | AB | Inferior infarct, old |  | 4247796 | Inferior myocardial infarction on electrocardiogram | Clinical finding
0A | IMIQ | AB | INFERIOR INFARCT, AGE INDETERMINATE |  | 4247796 | Inferior myocardial infarction on electrocardiogram | Clinical finding
0A | IPMIA | AB | INFEROPOSTERIOR INFARCT, ACUTE |  | 4253065 | Posterior myocardial infarction on electrocardiogram | Clinical finding | 4191741 | Acute onset | Qualifier value
0A | IRAFB | AB | INCOMPLETE RBBB AND LAFB |  | 4088338 | Incomplete right bundle branch block | Clinical finding
0A | IRAFB | AB | INCOMPLETE RBBB AND LAFB |  | 40482086 | Left anterior fascicular block on electrocardiogram | Clinical finding
0A | IRBBB | AB | INCOMPLETE RIGHT BUNDLE BRANCH BLOCK |  | 4088338 | Incomplete right bundle branch block | Clinical finding
0A | IRBBBP | BO | INCOMPLETE RIGHT BUNDLE BRANCH BLOCK |  | 4088338 | Incomplete right bundle branch block | Clinical finding
0A | IRBBTA | BO | INCOMPLETE RIGHT RUNDLE BRANCH BLOCK |  | 4088338 | Incomplete right bundle branch block | Clinical finding
0A | IRPFB | AB | IRBBB AND LPFB |  | 4088338 | Incomplete right bundle branch block | Clinical finding
0A | IRPFB | AB | IRBBB AND LPFB |  | 40482086 | Left anterior fascicular block on electrocardiogram | Clinical finding
0A | IVCDP | AB | NONSPECIFIC INTRAVENTRICULAR CONDUCTION DELAY |  | 44784220 | Non-specific intraventricular conduction delay | Clinical finding
0A | IVPC | ON | INTERPOLATED VENTRICULAR PREMATURE COMPLEX |  | 4092010 | Ventricular interpolated complexes | Clinical finding
0A | JER | AB | JUNCTIONAL ESCAPE RHYTHM |  | 4140001 | ECG: junctional rhythm | Clinical finding
0A | JERA | NS | ACCELERATED JUNCTIONAL ESCAPE RHYTHM |  | 4141663 | ECG: junctional escape rhythm | Clinical finding
0A | JRA | AB | ACCELERATED JUNCTIONAL RHYTHM |  | 4145359 | ECG: accelerated junctional rhythm | Clinical finding
0A | JT | AB | JUNCTIONAL TACHYCARDIA |  | 4142573 | ECG: junctional tachycardia | Clinical finding
0A | LAA | NS | LEFT ATRIAL ABNORMALITY |  | 4305210 | Atrioventricular conduction disorder | Clinical finding | 4300877 | Left | Qualifier value
0A | LAACB | NS | LAA, CONSIDER BIATRIAL ABNORMALITIES |  | 4305210 | Atrioventricular conduction disorder | Clinical finding | 4300877 | Left | Qualifier value
0A | LAACB | NS | LAA, CONSIDER BIATRIAL ABNORMALITIES |  | 43021828 | Right atrial enlargement | Clinical finding | 4162850 | Possible | Qualifier value
0A | LAACB | NS | LAA, CONSIDER BIATRIAL ABNORMALITIES |  | 43022066 | Left atrial enlargement | Clinical finding | 4162850 | Possible | Qualifier value
0A | LAD | ON | LEFT AXIS DEVIATION |  | 4215406 | Left axis deviation | Clinical finding
0A | LAE | AB | Left atrial enlargement |  | 43022066 | Left atrial enlargement | Clinical finding
0A | LAECB | AB | LAE, consider biatrial enlargement |  | 43022066 | Left atrial enlargement | Clinical finding
0A | LAECB | AB | LAE, consider biatrial enlargement |  | 43021828 | Right atrial enlargement | Clinical finding | 4162850 | Possible | Qualifier value
0A | LAECB | AB | LAE, consider biatrial enlargement |  | 43022066 | Left atrial enlargement | Clinical finding | 4162850 | Possible | Qualifier value
0A | LAFB | AB | LEFT ANTERIOR FASCICULAR BLOCK |  | 40482086 | Left anterior fascicular block on electrocardiogram | Clinical finding
0A | LAFBP | AB | LEFT ANTERIOR FASCICULAR BLOCK |  | 40482086 | Left anterior fascicular block on electrocardiogram | Clinical finding
0A | LBBB | AB | LEFT BUNDLE BRANCH BLOCK |  | 4064614 | ECG: left bundle branch block | Clinical finding
0A | LBBBP | AB | LEFT BUNDLE BRANCH BLOCK |  | 4064614 | ECG: left bundle branch block | Clinical finding
0A | LCRVH | BO | LVH BY VOLTAGE, ALSO CONSIDER RVH |  | 4065282 | ECG:left ventricle hypertrophy | Clinical finding
0A | LCRVH | BO | LVH BY VOLTAGE, ALSO CONSIDER RVH |  | 4065283 | EKG: right ventricle hypertrophy | Clinical finding | 4162850 | Possible | Qualifier value
0A | LLINV | AB | LATERAL LEADS ARE ALSO INVOLVED |  | 4064461 | ECG: ST interval abnormal | Clinical finding | 4171348 | Lateral | Qualifier value
0A | LLINV | AB | LATERAL LEADS ARE ALSO INVOLVED |  | 4065390 | ECG: T wave abnormal | Clinical finding | 4171348 | Lateral | Qualifier value
0A | LLINV | AB | LATERAL LEADS ARE ALSO INVOLVED |  | 4065386 | ECG: Q wave abnormal | Clinical finding | 4171348 | Lateral | Qualifier value
0A | LMI10 | BO | BORDERLINE LATERAL Q WAVES |  | 4065386 | ECG: Q wave abnormal | Clinical finding | 4171348 | Lateral | Qualifier value | 4327638 | Borderline | Qualifier value
0A | LMI24 | BO | PROBABLE LATERAL INFARCT, OLD |  | 4064350 | Lateral infarction on electrocardiogram | Clinical finding | 4163351 | Probable diagnosis | Qualifier value
0A | LMI26 | AB | PROBABLE LATERAL INFARCT, AGE INDETERMINATE |  | 4064350 | Lateral infarction on electrocardiogram | Clinical finding | 4163351 | Probable diagnosis | Qualifier value
0A | LMI40 | AB | LATERAL INFARCT, AGE INDETERMINATE |  | 4064350 | Lateral infarction on electrocardiogram | Clinical finding
0A | LMI44 | AB | LATERAL INFARCT, OLD |  | 4064350 | Lateral infarction on electrocardiogram | Clinical finding
0A | LMI46 | AB | LATERAL INFARCT, AGE INDETERMINATE |  | 4064350 | Lateral infarction on electrocardiogram | Clinical finding
0A | LMI49 | ON | LATERAL Q WAVES, PROBABLY NORMAL VARIATION |  | 4065386 | ECG: Q wave abnormal | Clinical finding
0A | LMI64 | AB | LATERAL INFARCT, OLD |  | 4064350 | Lateral infarction on electrocardiogram | Clinical finding
0A | LMI66 | AB | LATERAL INFARCT, AGE INDETERMINATE |  | 4064350 | Lateral infarction on electrocardiogram | Clinical finding
0A | LMIA | AB | LATERAL INFARCT, ACUTE |  | 4064350 | Lateral infarction on electrocardiogram | Clinical finding | 4191741 | Acute onset | Qualifier value
0A | LMIEA |  | LATERAL INJURY, PROBABLE EARLY ACUTE INFARCT |  | 4263712 | Subendocardial ischemia | Clinical finding | 4171348 | Lateral | Qualifier value | 4191741 | Acute onset | Qualifier value | 4163351 | Probable diagnosis | Qualifier value
0A | LMIQ | AB | LATERAL INFARCT, AGE INDETERMINATE |  | 4064350 | Lateral infarction on electrocardiogram | Clinical finding
0A | LMMVD | AB | Repol abnrm, severe global ischemia (LM/MVD) |  | 4326509 | Early repolarization | Clinical finding
0A | LMMVD | AB | Repol abnrm, severe global ischemia (LM/MVD) |  | 4200991 | Ischemia | Clinical finding
0A | LPFB | AB | LEFT POSTERIOR FASCICULAR BLOCK |  | 40482505 | Left posterior fascicular block on electrocardiogram | Clinical finding
0A | LQT | AB | PROLONGED QT INTERVAL |  | 4008859 | Prolonged QT interval | Clinical finding
0A | LQTB | BO | BORDERLINE PROLONGED QT INTERVAL |  | 4008859 | Prolonged QT interval | Clinical finding | 4327638 | Borderline | Qualifier value
0A | LQTS | AB | PROLONGED QT, PROBABLY SECONDARY TO WIDE QRS |  | 4008859 | Prolonged QT interval | Clinical finding
0A | LQTS | AB | PROLONGED QT, PROBABLY SECONDARY TO WIDE QRS |  | 4321877 | Wide QRS complex | Clinical finding
0A | LRRV | BO | LONG R-R WITH VENTRICULAR ESCAPE |  | 4324206 | Ventricular escape rhythm on electrocardiogram | Clinical finding
0A | LSH | AB | LEFT SEPTAL HYPERTROPHY |  | 4007948 | Interventricular cardiac septal hypertrophy | Clinical finding | 4300877 | Left | Qualifier value
0A | LSHC | AB | PROMINENT Q, CONSIDER LEFT SEPTAL HYPERTROPHY |  | 4065386 | ECG: Q wave abnormal | Clinical finding
0A | LSHC | AB | PROMINENT Q, CONSIDER LEFT SEPTAL HYPERTROPHY |  | 4007948 | Interventricular cardiac septal hypertrophy | Clinical finding
0A | LT | ON | Abnormal R-wave progression, late transition |  | 4064879 | ECG: R wave abnormal | Clinical finding | 4128643 | Late | Qualifier value
0A | LT | ON | LATE PRECORDIAL R/S TRANSITION |  | 4064879 | ECG: R wave abnormal | Clinical finding | 4128643 | Late | Qualifier value
0A | LVH | AB | LEFT VENTRICULAR HYPERTROPHY |  | 4065282 | ECG:left ventricle hypertrophy | Clinical finding
0A | LVH1 | AB | LEFT VENTRICULAR HYPERTROPHY |  | 4065282 | ECG:left ventricle hypertrophy | Clinical finding
0A | LVHC | AB | CONSIDER LEFT VENTRICULAR HYPERTROPHY |  | 4065282 | ECG:left ventricle hypertrophy | Clinical finding | 4162850 | Possible | Qualifier value
0A | LVHCNP | AB | PROBABLE LEFT VENTRICULAR HYPERTROPHY |  | 4065282 | ECG:left ventricle hypertrophy | Clinical finding | 4163351 | Probable diagnosis | Qualifier value
0A | LVHCNV | AB | CONSIDER LEFT VENTRICULAR HYPERTROPHY |  | 4065282 | ECG:left ventricle hypertrophy | Clinical finding | 4162850 | Possible | Qualifier value
0A | LVHCO | AB | LVH WITH IVCD AND SECONDARY REPOL ABNRM |  | 4065282 | ECG:left ventricle hypertrophy | Clinical finding
0A | LVHCO | AB | LVH WITH IVCD AND SECONDARY REPOL ABNRM |  | 44784220 | Non-specific intraventricular conduction delay | Clinical finding
0A | LVHCO | AB | LVH WITH IVCD AND SECONDARY REPOL ABNRM |  | 4326509 | Early repolarization | Clinical finding
0A | LVHCOL | AB | LVH WITH IVCD, LAD AND SECONDARY REPOL ABNRM |  | 4065282 | ECG:left ventricle hypertrophy | Clinical finding
0A | LVHCOL | AB | LVH WITH IVCD, LAD AND SECONDARY REPOL ABNRM |  | 44784220 | Non-specific intraventricular conduction delay | Clinical finding
0A | LVHCOL | AB | LVH WITH IVCD, LAD AND SECONDARY REPOL ABNRM |  | 4326509 | Early repolarization | Clinical finding
0A | LVHEV | AB | LEFT VENTRICULAR HYPERTROPHY |  | 4065282 | ECG:left ventricle hypertrophy | Clinical finding
0A | LVHPRE | AB | PROBABLE LVH WITH SECONDARY REPOL ABNRM |  | 4065282 | ECG:left ventricle hypertrophy | Clinical finding | 4163351 | Probable diagnosis | Qualifier value
0A | LVHPRE | AB | PROBABLE LVH WITH SECONDARY REPOL ABNRM |  | 4326509 | Early repolarization | Clinical finding
0A | LVHQR | AB | PROBABLE LEFT VENTRICULAR HYPERTROPHY |  | 4065282 | ECG:left ventricle hypertrophy | Clinical finding | 4163351 | Probable diagnosis | Qualifier value
0A | LVHQV | AB | PROBABLE LEFT VENTRICULAR HYPERTROPHY |  | 4065282 | ECG:left ventricle hypertrophy | Clinical finding | 4163351 | Probable diagnosis | Qualifier value
0A | LVHR | AB | REPOLARIZATION ABNORMALITY SUGGESTS LVH |  | 4326509 | Early repolarization | Clinical finding
0A | LVHR | AB | REPOLARIZATION ABNORMALITY SUGGESTS LVH |  | 4065282 | ECG:left ventricle hypertrophy | Clinical finding | 4162850 | Possible | Qualifier value
0A | LVHR56 | BO | LVH BY VOLTAGE |  | 4065282 | ECG:left ventricle hypertrophy | Clinical finding
0A | LVHRE | AB | LVH W/ SECONDARY REPOLARIZATION ABNORMALITIES |  | 4065282 | ECG:left ventricle hypertrophy | Clinical finding
0A | LVHRE | AB | LVH W/ SECONDARY REPOLARIZATION ABNORMALITIES |  | 4326509 | Early repolarization | Clinical finding
0A | LVHREP | AB | LVH WITH SECONDARY REPOLARIZATION ABNORMALITY |  | 4065282 | ECG:left ventricle hypertrophy | Clinical finding
0A | LVHREP | AB | LVH WITH SECONDARY REPOLARIZATION ABNORMALITY |  | 4326509 | Early repolarization | Clinical finding
0A | LVHRS | BO | CONSIDER LEFT VENTRICULAR HYPERTROPHY |  | 4065282 | ECG:left ventricle hypertrophy | Clinical finding | 4162850 | Possible | Qualifier value
0A | LVHRSI | BO | LVH BY VOLTAGE |  | 4065282 | ECG:left ventricle hypertrophy | Clinical finding
0A | LVHS12 | BO | LVH BY VOLTAGE |  | 4065282 | ECG:left ventricle hypertrophy | Clinical finding
0A | LVHSR | AB | CONSIDER LEFT VENTRICULAR HYPERTROPHY |  | 4065282 | ECG:left ventricle hypertrophy | Clinical finding | 4162850 | Possible | Qualifier value
0A | LVHSTE | AB | REPOLARIZATION ABNORMALITY SUGGESTS LVH |  | 4326509 | Early repolarization | Clinical finding
0A | LVHSTE | AB | REPOLARIZATION ABNORMALITY SUGGESTS LVH |  | 4065282 | ECG:left ventricle hypertrophy | Clinical finding | 4162850 | Possible | Qualifier value
0A | LVHTA | BO | CONSIDER LEFT VENTRICULAR HYPERTROPHY |  | 4065282 | ECG:left ventricle hypertrophy | Clinical finding | 4162850 | Possible | Qualifier value
0A | LVHV | BO | LVH BY VOLTAGE |  | 4065282 | ECG:left ventricle hypertrophy | Clinical finding
0A | LVHVP | AB | PROBABLE LEFT VENTRICULAR HYPERTROPHY |  | 4065282 | ECG:left ventricle hypertrophy | Clinical finding | 4163351 | Probable diagnosis | Qualifier value
0A | LVOLF | ON | LOW VOLTAGE IN FRONTAL LEADS |  | 4088499 | Low QRS voltages | Clinical finding | 4327638 | Borderline | Qualifier value
0A | LVOLFB | ON | BORDERLINE LOW VOLTAGE IN FRONTAL LEADS |  | 4088499 | Low QRS voltages | Clinical finding | 4327638 | Borderline | Qualifier value
0A | LVOLP | ON | Low voltage, precordial leads |  | 4088499 | Low QRS voltages | Clinical finding
0A | LVOLT | BO | LOW VOLTAGE THROUGHOUT |  | 4088499 | Low QRS voltages | Clinical finding
0A | LVORAD | BO | LOW VOLTAGE WITH RIGHT AXIS DEVIATION |  | 4088499 | Low QRS voltages | Clinical finding
0A | LVORAD | BO | LOW VOLTAGE WITH RIGHT AXIS DEVIATION |  | 4166218 | Right axis deviation | Clinical finding
0A | MAPC | AB | MULTIPLE ATRIAL PREMATURE COMPLEXES |  | 4141030 | ECG: premature atrial contractions | Clinical finding
0A | MFVPC | AB | MULTIFORM VENTRICULAR PREMATURE COMPLEXES |  | 4089462 | Ventricular premature complex | Clinical finding | 4181140 | Multifocal | Qualifier value
0A | MISLDS | NS | INCOMPLETE ANALYSIS DUE TO MISSING DATA IN PRECORDIAL LEAD(S) |  | 4088498 | Acquisition/hardware ECG error | Clinical finding | 4160137 | Analysis | Qualifier value
0A | MIVPC | AB | MULT INTERPOLATED VENT PREMATURE COMPLEXES |  | 4089463 | Multiple ventricular interpolated complexes | Clinical finding
0A | MOBII | AB | MOBITZ II AV BLOCK |  | 4138921 | ECG: Mobitz type II atrioventricular block | Clinical finding
0A | MSTEA | ON | MINIMAL ST ELEVATION, ANTERIOR LEADS |  | 4064882 | ST elevation | Clinical finding | 4115458 | Anterior | Qualifier value | 4114688 | Minimal | Qualifier value
0A | MSTEI | ON | MINIMAL ST ELEVATION, INFERIOR LEADS |  | 4064882 | ST elevation | Clinical finding | 4134040 | Inferior | Qualifier value | 4114688 | Minimal | Qualifier value
0A | MVPC | AB | MULTIPLE VENTRICULAR PREMATURE COMPLEXES |  | 4089462 | Ventricular premature complex | Clinical finding | 4181140 | Multifocal | Qualifier value
0A | MVSPC | AB | MULTIPLE PREMATURE COMPLEXES, VENT & SUPRAVEN |  | 4089462 | Ventricular premature complex | Clinical finding
0A | MVSPC | AB | MULTIPLE PREMATURE COMPLEXES, VENT & SUPRAVEN |  | 441872 | Supraventricular premature beats | Clinical finding
0A | NFAD | NS | NO FURTHER ANALYSIS ATTEMPTED DUE TO PACED RHYTHM |  | 4088498 | Acquisition/hardware ECG error | Clinical finding | 4160137 | Analysis | Qualifier value
0A | NFAMLD | DE | NO FURTHER ANALYSIS ATTEMPTED FOR THIS ECG - NOT ENOUGH LEADS COULD BE MEASURED |  | 4088498 | Acquisition/hardware ECG error | Clinical finding | 4160137 | Analysis | Qualifier value
0A | NFRA | NS | NO FURTHER RHYTHM ANALYSIS ATTEMPTED DUE TO PACED RHYTHM |  | 4088498 | Acquisition/hardware ECG error | Clinical finding | 4160137 | Analysis | Qualifier value
0A | NIVCD | AB | NONSPECIFIC INTRAVENTRICULAR CONDUCTION DELAY |  | 44784220 | Non-specific intraventricular conduction delay | Clinical finding
0A | NIVCDL | AB | NONSPECIFIC IVCD WITH LAD |  | 44784220 | Non-specific intraventricular conduction delay | Clinical finding
0A | NIVCDL | AB | NONSPECIFIC IVCD WITH LAD |  | 4215406 | Left axis deviation | Clinical finding
0A | PACEM | AB | FAILURE TO SENSE AND/OR CAPTURE (?MAGNET) |  | 4125013 | Failure of cardiac pacemaker to capture | Clinical finding
0A | PAMI | AB | ABNORMAL Q SUGGESTS ANTERIOR INFARCT |  | 4065386 | ECG: Q wave abnormal | Clinical finding
0A | PAMI | AB | ABNORMAL Q SUGGESTS ANTERIOR INFARCT |  | 4180609 | Anterior myocardial infarction on electrocardiogram | Clinical finding | 4162850 | Possible | Qualifier value
0A | PCMM | AB | A-V DUAL-PACED RHYTHM WITH SOME INHIBITION |  | 4138896 | ECG: pacemaker active | Clinical finding
0A | PCMMC | AB | A-V DUAL-PACED COMPLEXES W/ SOME INHIBITION |  | 4138896 | ECG: pacemaker active | Clinical finding
0A | PED | NS | -------------------- PEDIATRIC ECG INTERPRETATION -------------------- |  | NA
0A | PERI1 | AB | ST ELEVATION SUGGESTS PERICARDITIS |  | 4064882 | ST elevation | Clinical finding
0A | PERI1 | AB | ST ELEVATION SUGGESTS PERICARDITIS |  | 320116 | Acute pericarditis | Clinical finding | 4163351 | Probable diagnosis | Qualifier value
0A | PIMI | AB | ABNORMAL Q SUGGESTS INFERIOR INFARCT |  | 4065386 | ECG: Q wave abnormal | Clinical finding
0A | PIMI | AB | ABNORMAL Q SUGGESTS INFERIOR INFARCT |  | 4247796 | Inferior myocardial infarction on electrocardiogram | Clinical finding | 4162850 | Possible | Qualifier value
0A | PINJA | AB | ST ELEVATION, PROBABLE ANTERIOR INJURY |  | 4064882 | ST elevation | Clinical finding | 4115458 | Anterior | Qualifier value
0A | PINJA | AB | ST ELEVATION, PROBABLE ANTERIOR INJURY |  | 4263712 | Subendocardial ischemia | Clinical finding | 4115458 | Anterior | Qualifier value | 4163351 | Probable diagnosis | Qualifier value
0A | PINJAL | AB | ST ELEVATION, PROBABLE ANTEROLATERAL INJURY |  | 4064882 | ST elevation | Clinical finding | 4289848 | Anterolateral | Qualifier value
0A | PINJAL | AB | ST ELEVATION, PROBABLE ANTEROLATERAL INJURY |  | 4263712 | Subendocardial ischemia | Clinical finding | 4289848 | Anterolateral | Qualifier value | 4163351 | Probable diagnosis | Qualifier value
0A | PINJI | AB | ST ELEVATION, PROBABLE INFERIOR INJURY |  | 4064882 | ST elevation | Clinical finding | 4134040 | Inferior | Qualifier value
0A | PINJI | AB | ST ELEVATION, PROBABLE INFERIOR INJURY |  | 4263712 | Subendocardial ischemia | Clinical finding | 4134040 | Inferior | Qualifier value | 4163351 | Probable diagnosis | Qualifier value
0A | PINJL | AB | ST ELEVATION, PROBABLE LATERAL INJURY |  | 4064882 | ST elevation | Clinical finding | 4171348 | Lateral | Qualifier value
0A | PINJL | AB | ST ELEVATION, PROBABLE LATERAL INJURY |  | 4263712 | Subendocardial ischemia | Clinical finding | 4171348 | Lateral | Qualifier value | 4163351 | Probable diagnosis | Qualifier value
0A | PLAA | NS | PROBABLE LEFT ATRIAL ABNORMALITY |  | 4305210 | Atrioventricular conduction disorder | Clinical finding | 4300877 | Left | Qualifier value | 4163351 | Probable diagnosis | Qualifier value
0A | PLAE | AB | Probable left atrial enlargement |  | 43022066 | Left atrial enlargement | Clinical finding | 4163351 | Probable diagnosis | Qualifier value
0A | PPMI | AB | PROBABLE POSTERIOR INFARCT |  | 4253065 | Posterior myocardial infarction on electrocardiogram | Clinical finding | 4163351 | Probable diagnosis | Qualifier value
0A | PPND | BO | PROMINENT P WAVES, NONDIAGNOSTIC |  | 4088517 | Tall P wave | Clinical finding
0A | PQIN | BO | BORDERLINE Q WAVES IN INFERIOR LEADS |  | 4065386 | ECG: Q wave abnormal | Clinical finding | 4134040 | Inferior | Qualifier value | 4327638 | Borderline | Qualifier value
0A | PQLA | BO | BORDERLINE Q WAVES IN LATERAL LEADS |  | 4065386 | ECG: Q wave abnormal | Clinical finding | 4171348 | Lateral | Qualifier value | 4327638 | Borderline | Qualifier value
0A | PRVH | AB | PROBABLE RIGHT VENTRICULAR HYPERTROPHY |  | 4065283 | EKG: right ventricle hypertrophy | Clinical finding | 4163351 | Probable diagnosis | Qualifier value
0A | PRVHR | AB | PROBABLE RVH W/ SECONDARY REPOL ABNORMALITY |  | 4065283 | EKG: right ventricle hypertrophy | Clinical finding | 4163351 | Probable diagnosis | Qualifier value
0A | PSAR | AB | PACEMAKER SPIKES OR ARTIFACTS |  | 4138896 | ECG: pacemaker active | Clinical finding
0A | PVPC | AB | PAIRED VENTRICULAR PREMATURE COMPLEXES |  | 4179067 | Paired ventricular premature complexes on electrocardiogram | Clinical finding
0A | QMA04 | NS | Lead(s) *LEAD* were not used for morphology analysis |  | 4088498 | Acquisition/hardware ECG error | Clinical finding | 4160137 | Analysis | Qualifier value
0A | QMAB | NS | Artifact in lead(s) *LEAD* and baseline wander in lead(s) *LEAD* |  | 4167321 | Artifact | Clinical finding
0A | QMART | NS | ARTIFACT IN LEAD(S) |  | 4167321 | Artifact | Clinical finding
0A | QMBW | NS | Baseline wander in lead(s) *LEAD* |  | 4167321 | Artifact | Clinical finding
0A | QMMLD | NS | Missing lead(s): *LEAD* |  | 4088498 | Acquisition/hardware ECG error | Clinical finding
0A | RAA | NS | RIGHT ATRIAL ABNORMALITY |  | X | Right atrial conduction abnormality | Clinical finding
0A | RAACB | NS | RAA, CONSIDER BIATRIAL ABNORMALITIES |  | X | Right atrial conduction abnormality | Clinical finding
0A | RAACB | NS | RAA, CONSIDER BIATRIAL ABNORMALITIES |  | 43021828 | Right atrial enlargement | Clinical finding | 4162850 | Possible | Qualifier value
0A | RAACB | NS | RAA, CONSIDER BIATRIAL ABNORMALITIES |  | 43022066 | Left atrial enlargement | Clinical finding | 4162850 | Possible | Qualifier value
0A | RAD | ON | RIGHT AXIS DEVIATION |  | 4166218 | Right axis deviation | Clinical finding
0A | RAE | AB | Right atrial enlargement |  | 43021828 | Right atrial enlargement | Clinical finding
0A | RALARV | NS | RIGHT AND LEFT ARM LEADS REVERSED, PLEASE REPEAT ECG |  | 4088498 | Acquisition/hardware ECG error | Clinical finding | 4160137 | Analysis | Qualifier value
0A | RBBB | AB | RIGHT BUNDLE BRANCH BLOCK |  | 4064460 | ECG: right bundle branch block | Clinical finding
0A | RBBBP | AB | RIGHT BUNDLE BRANCH BLOCK |  | 4064460 | ECG: right bundle branch block | Clinical finding
0A | RCLVH | AB | RVH, CONSIDER ASSOCIATED LVH |  | 4065283 | EKG: right ventricle hypertrophy | Clinical finding
0A | REPAN | AB | NONSPECIFIC REPOL ABNORMALITY, ANTERIOR LEADS |  | 4326509 | Early repolarization | Clinical finding | 4115458 | Anterior | Qualifier value
0A | REPB | BO | BORDERLINE REPOLARIZATION ABNORMALITY |  | 4326509 | Early repolarization | Clinical finding | 4327638 | Borderline | Qualifier value
0A | REPBAL | BO | BORDERLINE REPOL ABNORMALITY, ANT-LAT LEADS |  | 4326509 | Early repolarization | Clinical finding | 4289848 | Anterolateral | Qualifier value | 4327638 | Borderline | Qualifier value
0A | REPBDI | BO | BORDERLINE REPOL ABNORMALITY, DIFFUSE LEADS |  | 4326509 | Early repolarization | Clinical finding | 4327638 | Borderline | Qualifier value
0A | REPBLA | BO | BORDERLINE REPOL ABNORMALITY, LATERAL LEADS |  | 4326509 | Early repolarization | Clinical finding | 4171348 | Lateral | Qualifier value | 4327638 | Borderline | Qualifier value
0A | REPDI | AB | NONSPECIFIC REPOL ABNORMALITY, DIFFUSE LEADS |  | 4326509 | Early repolarization | Clinical finding
0A | REPIAL | AB | REPOL ABNRM SUGGESTS ISCHEMIA, ANT-LAT LEADS |  | 4326509 | Early repolarization | Clinical finding
0A | REPIAL | AB | REPOL ABNRM SUGGESTS ISCHEMIA, ANT-LAT LEADS |  | 4200991 | Ischemia | Clinical finding | 4289848 | Anterolateral | Qualifier value | 4162850 | Possible | Qualifier value
0A | REPIDI | AB | REPOL ABNRM SUGGESTS ISCHEMIA, DIFFUSE LEADS |  | 4326509 | Early repolarization | Clinical finding
0A | REPII | AB | REPOL ABNRM SUGGESTS ISCHEMIA, INFERIOR LEADS |  | 4326509 | Early repolarization | Clinical finding
0A | REPII | AB | REPOL ABNRM SUGGESTS ISCHEMIA, INFERIOR LEADS |  | 4200991 | Ischemia | Clinical finding | 4134040 | Inferior | Qualifier value | 4162850 | Possible | Qualifier value
0A | REPILA | AB | REPOL ABNRM SUGGESTS ISCHEMIA, LATERAL LEADS |  | 4326509 | Early repolarization | Clinical finding
0A | REPILA | AB | REPOL ABNRM SUGGESTS ISCHEMIA, LATERAL LEADS |  | 4200991 | Ischemia | Clinical finding | 4171348 | Lateral | Qualifier value | 4162850 | Possible | Qualifier value
0A | REPLA | AB | NONSPECIFIC REPOL ABNORMALITY, LATERAL LEADS |  | 4326509 | Early repolarization | Clinical finding | 4171348 | Lateral | Qualifier value
0A | REPPAL | AB | REPOL ABNRM, PROBABLE ISCHEMIA, ANT-LAT LEADS |  | 4326509 | Early repolarization | Clinical finding | 4171348 | Lateral | Qualifier value
0A | REPPAN | AB | REPOL ABNRM, PROBABLE ISCHEMIA, ANTERIOR LDS |  | 4326509 | Early repolarization | Clinical finding
0A | REPPAN | AB | REPOL ABNRM, PROBABLE ISCHEMIA, ANTERIOR LDS |  | 4200991 | Ischemia | Clinical finding | 4115458 | Anterior | Qualifier value | 4163351 | Probable diagnosis | Qualifier value
0A | REPPWI | AB | REPOL ABNRM, PROBABLE ISCHEMIA, DIFFUSE LEADS |  | 4326509 | Early repolarization | Clinical finding
0A | REPRR | AB | REPOLARIZATION ABNORMALITY, PROB RATE RELATED |  | 4326509 | Early repolarization | Clinical finding
0A | RLAFB | AB | RBBB AND LAFB |  | 4064460 | ECG: right bundle branch block | Clinical finding
0A | RLAFB | AB | RBBB AND LAFB |  | 40482086 | Left anterior fascicular block on electrocardiogram | Clinical finding
0A | RSR1 | ON | RSR' IN V1 OR V2, PROBABLY NORMAL VARIANT |  | 4088339 | rSr pattern in V1 and V2 | Clinical finding | 4254208 | Variant | Qualifier value
0A | RSRNV | NO | RSR' IN V1, NORMAL VARIATION |  | 4088339 | rSr pattern in V1 and V2 | Clinical finding
0A | RVAR | BO | Unknown rhythm, irregular rate | V-rate ***-***, variation>10% | 4262985 | Irregular heart rate | Clinical finding
0A | RVH | AB | RIGHT VENTRICULAR HYPERTROPHY |  | 4065283 | EKG: right ventricle hypertrophy | Clinical finding
0A | RVH2V | AB | RIGHT VENTRICULAR HYPERTROPHY |  | 4065283 | EKG: right ventricle hypertrophy | Clinical finding
0A | RVHA | AB | RIGHT AXIS DEVIATION, CONSIDER RVH |  | 4166218 | Right axis deviation | Clinical finding
0A | RVHA | AB | RIGHT AXIS DEVIATION, CONSIDER RVH |  | 4065283 | EKG: right ventricle hypertrophy | Clinical finding | 4162850 | Possible | Qualifier value
0A | RVHQR3 | AB | RIGHT VENTRICULAR HYPERTROPHY |  | 4065283 | EKG: right ventricle hypertrophy | Clinical finding
0A | RVHR | AB | RVH WITH SECONDARY REPOLARIZATION ABNORMALITY |  | 4065283 | EKG: right ventricle hypertrophy | Clinical finding
0A | RVHR | AB | RVH WITH SECONDARY REPOLARIZATION ABNORMALITY |  | 4326509 | Early repolarization | Clinical finding
0A | RVHR1 | AB | PROBABLE RIGHT VENTRICULAR HYPERTROPHY |  | 4065283 | EKG: right ventricle hypertrophy | Clinical finding | 4163351 | Probable diagnosis | Qualifier value
0A | RVHS5 | BO | CONSIDER RIGHT VENTRICULAR HYPERTROPHY |  | 4065283 | EKG: right ventricle hypertrophy | Clinical finding | 4162850 | Possible | Qualifier value
0A | RVHT1 | AB | UPRIGHT T IN V1 OR V2, PROBABLE RVH |  | 4089477 | Tall T wave | Clinical finding
0A | RVHT1 | AB | UPRIGHT T IN V1 OR V2, PROBABLE RVH |  | 4065283 | EKG: right ventricle hypertrophy | Clinical finding | 4163351 | Probable diagnosis | Qualifier value
0A | RVPC | AB | RUN OF VENTRICULAR PREMATURE COMPLEXES |  | 4064871 | ECG: ventricular tachycardia | Clinical finding | 4321108 | Intermittent | Qualifier value
0A | S123 | ON | S1,S2,S3 PATTERN |  | X | S1,S2,S3 pattern | Clinical finding
0A | SA | ON | SINUS ARRHYTHMIA |  | 4141820 | ECG: sinus arrhythmia | Clinical finding
0A | SAB | ON | SLOW SINUS ARRHYTHMIA |  | 4141820 | ECG: sinus arrhythmia | Clinical finding | 4116820 | Slow | Qualifier value
0A | SARA | AB | SINUS PAUSE/ARREST WITH ATRIAL ESCAPE |  | 4088986 | Atrial escape complex | Clinical finding
0A | SARSV | AB | SINUS PAUSE/ARREST W/ SUPRAVENTRICULAR ESCAPE |  | 4089244 | Dropped beats - heart | Clinical finding
0A | SAT | ON | FAST SINUS ARRHYTHMIA |  | 4141820 | ECG: sinus arrhythmia | Clinical finding | 4080546 | Fast | Qualifier value
0A | SB | ON | SINUS BRADYCARDIA |  | 4138456 | ECG: sinus bradycardia | Clinical finding
0A | SD0AL | ON | MINIMAL ST DEPRESSION, ANTEROLATERAL LEADS |  | 4095285 | ST segment depression | Clinical finding | 4289848 | Anterolateral | Qualifier value | 4114688 | Minimal | Qualifier value
0A | SD0AN | ON | MINIMAL ST DEPRESSION, ANTERIOR LEADS |  | 4095285 | ST segment depression | Clinical finding | 4115458 | Anterior | Qualifier value | 4114688 | Minimal | Qualifier value
0A | SD0IN | ON | MINIMAL ST DEPRESSION, INFERIOR LEADS |  | 4095285 | ST segment depression | Clinical finding | 4134040 | Inferior | Qualifier value | 4114688 | Minimal | Qualifier value
0A | SD0LA | ON | MINIMAL ST DEPRESSION, LATERAL LEADS |  | 4095285 | ST segment depression | Clinical finding | 4171348 | Lateral | Qualifier value | 4114688 | Minimal | Qualifier value
0A | SD0NS | ON | MINIMAL ST DEPRESSION |  | 4095285 | ST segment depression | Clinical finding | 4114688 | Minimal | Qualifier value
0A | SD15AL | AB | NONSPECIFIC ST DEPRESSION, ANT-LAT LEADS |  | 4095285 | ST segment depression | Clinical finding | 4289848 | Anterolateral | Qualifier value | 4001594 | Non-specific | Qualifier value
0A | SD15AN | AB | NONSPECIFIC ST DEPRESSION, ANTERIOR LEADS |  | 4095285 | ST segment depression | Clinical finding | 4115458 | Anterior | Qualifier value | 4001594 | Non-specific | Qualifier value
0A | SD1AL | BO | BORDERLINE ST DEPRESSION, ANTEROLATERAL LEADS |  | 4095285 | ST segment depression | Clinical finding | 4289848 | Anterolateral | Qualifier value | 4327638 | Borderline | Qualifier value
0A | SD1AN | BO | BORDERLINE ST DEPRESSION, ANTERIOR LEADS |  | 4095285 | ST segment depression | Clinical finding | 4115458 | Anterior | Qualifier value | 4327638 | Borderline | Qualifier value
0A | SD1DI | BO | BORDERLINE ST DEPRESSION, DIFFUSE LEADS |  | 4095285 | ST segment depression | Clinical finding | 4327638 | Borderline | Qualifier value
0A | SD1LA | BO | BORDERLINE ST DEPRESSION, LATERAL LEADS |  | 4095285 | ST segment depression | Clinical finding | 4171348 | Lateral | Qualifier value | 4327638 | Borderline | Qualifier value
0A | SD2AL | AB | ST DEPRESSION, CONSIDER ISCHEMIA, ANT-LAT LDS |  | 4095285 | ST segment depression | Clinical finding | 4289848 | Anterolateral | Qualifier value
0A | SD2AL | AB | ST DEPRESSION, CONSIDER ISCHEMIA, ANT-LAT LDS |  | 4200991 | Ischemia | Clinical finding | 4289848 | Anterolateral | Qualifier value | 4162850 | Possible | Qualifier value
0A | SD2AN | AB | ST DEPRESSION, CONSIDER ISCHEMIA, ANT LEADS |  | 4095285 | ST segment depression | Clinical finding | 4115458 | Anterior | Qualifier value
0A | SD2AN | AB | ST DEPRESSION, CONSIDER ISCHEMIA, ANT LEADS |  | 4200991 | Ischemia | Clinical finding | 4115458 | Anterior | Qualifier value | 4162850 | Possible | Qualifier value
0A | SD2IN | AB | ST DEPRESSION, CONSIDER ISCHEMIA, INF LEADS |  | 4095285 | ST segment depression | Clinical finding | 4134040 | Inferior | Qualifier value
0A | SD2IN | AB | ST DEPRESSION, CONSIDER ISCHEMIA, INF LEADS |  | 4200991 | Ischemia | Clinical finding | 4134040 | Inferior | Qualifier value | 4162850 | Possible | Qualifier value
0A | SD2LA | AB | ST DEPRESSION, CONSIDER ISCHEMIA, LAT LEADS |  | 4095285 | ST segment depression | Clinical finding
0A | SD2LA | AB | ST DEPRESSION, CONSIDER ISCHEMIA, LAT LEADS |  | 4137879 | EKG: lateral ischemia | Clinical finding | 4162850 | Possible | Qualifier value
0A | SD2NS | AB | NONSPECIFIC ST DEPRESSION |  | 4095285 | ST segment depression | Clinical finding | 4001594 | Non-specific | Qualifier value
0A | SD2WI | AB | ST DEPRESSION, CONSIDER ISCHEMIA, DIFFUSE LDS |  | 4095285 | ST segment depression | Clinical finding | 4055872 | Diffuse | Qualifier value
0A | SD2WI | AB | ST DEPRESSION, CONSIDER ISCHEMIA, DIFFUSE LDS |  | 4200991 | Ischemia | Clinical finding | 4162850 | Possible | Qualifier value
0A | SDM | ON | MINIMAL ST DEPRESSION |  | 4095285 | ST segment depression | Clinical finding | 4114688 | Minimal | Qualifier value
0A | SDPRR | AB | ST DEPRESSION, PROBABLY RATE RELATED |  | 4095285 | ST segment depression | Clinical finding
0A | SEALP | NO | ST ELEVATION, PROB NORMAL VARIATION, ANT-LAT |  | 4064882 | ST elevation | Clinical finding | 4289848 | Anterolateral | Qualifier value | 4254208 | Variant | Qualifier value
0A | SEANP | NO | ST ELEV, PROBABLY NORMAL VARIATION, ANT LEADS |  | 4064882 | ST elevation | Clinical finding | 4115458 | Anterior | Qualifier value | 4254208 | Variant | Qualifier value
0A | SEAR | ON | SINUS OR ECTOPIC ATRIAL RHYTHM |  | 4021776 | Atrial rhythm | Clinical finding
0A | SEAT | ON | SINUS OR ECTOPIC ATRIAL TACHYCARDIA |  | 4121479 | Ectopic atrial tachycardia | Clinical finding
0A | SPR | BO | SHORT PR INTERVAL, ACCELERATED AV CONDUCTION |  | 4171521 | Shortened PR interval | Clinical finding
0A | SPRB | ON | BORDERLINE SHORT PR INTERVAL |  | 4171521 | Shortened PR interval | Clinical finding | 4327638 | Borderline | Qualifier value
0A | SQT | ON | SHORT QT INTERVAL |  | 4299242 | Shortened QT interval | Clinical finding
0A | SR | NO | SINUS RHYTHM |  | 4145513 | ECG: sinus rhythm | Clinical finding
0A | ST | ON | SINUS TACHYCARDIA |  | 4140598 | ECG: sinus tachycardia | Clinical finding
0A | STELVH | BO | ANTERIOR ST ELEVATION, PROBABLY DUE TO LVH |  | 4064882 | ST elevation | Clinical finding | 4115458 | Anterior | Qualifier value
0A | STELVH | BO | ANTERIOR ST ELEVATION, PROBABLY DUE TO LVH |  | 4065282 | ECG:left ventricle hypertrophy | Clinical finding | 4163351 | Probable diagnosis | Qualifier value
0A | SVBIG | AB | SUPRAVENTRICULAR BIGEMINY |  | 4091902 | Supraventricular bigeminy | Clinical finding
0A | SVT | AB | SUPRAVENTRICULAR TACHYCARDIA |  | 4145510 | ECG: supraventricular tachycardia | Clinical finding
0A | T0AL | BO | BORDERLINE T ABNORMALITIES, ANT-LAT LEADS |  | 4065390 | ECG: T wave abnormal | Clinical finding | 4289848 | Anterolateral | Qualifier value
0A | T0AN | BO | BORDERLINE T ABNORMALITIES, ANTERIOR LEADS |  | 4065390 | ECG: T wave abnormal | Clinical finding | 4115458 | Anterior | Qualifier value | 4327638 | Borderline | Qualifier value
0A | T0DI | BO | BORDERLINE T ABNORMALITIES, DIFFUSE LEADS |  | 4065390 | ECG: T wave abnormal | Clinical finding | 4327638 | Borderline | Qualifier value
0A | T0IN | BO | BORDERLINE T ABNORMALITIES, INFERIOR LEADS |  | 4065390 | ECG: T wave abnormal | Clinical finding | 4134040 | Inferior | Qualifier value | 4327638 | Borderline | Qualifier value
0A | T0LA | BO | BORDERLINE T ABNORMALITIES, LATERAL LEADS |  | 4065390 | ECG: T wave abnormal | Clinical finding | 4171348 | Lateral | Qualifier value | 4327638 | Borderline | Qualifier value
0A | T0NS | BO | BORDERLINE T WAVE ABNORMALITIES |  | 4065390 | ECG: T wave abnormal | Clinical finding | 4327638 | Borderline | Qualifier value
0A | T1AL | AB | NONSPECIFIC T ABNORMALITIES, ANT-LAT LEADS |  | 4065390 | ECG: T wave abnormal | Clinical finding | 4289848 | Anterolateral | Qualifier value
0A | T1AN | AB | NONSPECIFIC T ABNORMALITIES, ANTERIOR LEADS |  | 4065390 | ECG: T wave abnormal | Clinical finding | 4115458 | Anterior | Qualifier value
0A | T1DI | AB | NONSPECIFIC T ABNORMALITIES, DIFFUSE LEADS |  | 4065390 | ECG: T wave abnormal | Clinical finding
0A | T1IN | AB | NONSPECIFIC T ABNORMALITIES, INFERIOR LEADS |  | 4065390 | ECG: T wave abnormal | Clinical finding | 4134040 | Inferior | Qualifier value
0A | T1LA | AB | NONSPECIFIC T ABNORMALITIES, LATERAL LEADS |  | 4065390 | ECG: T wave abnormal | Clinical finding | 4171348 | Lateral | Qualifier value
0A | T3AL | AB | ABNORMAL T, CONSIDER ISCHEMIA, ANT-LAT LEADS |  | 4065390 | ECG: T wave abnormal | Clinical finding | 4289848 | Anterolateral | Qualifier value | 4162850 | Possible | Qualifier value
0A | T3AL | AB | ABNORMAL T, CONSIDER ISCHEMIA, ANT-LAT LEADS |  | 4200991 | Ischemia | Clinical finding | 4289848 | Anterolateral | Qualifier value | 4162850 | Possible | Qualifier value
0A | T3AL | AB | Abnrm T, consider ischemia, anterolateral lds |  | 4065390 | ECG: T wave abnormal | Clinical finding | 4289848 | Anterolateral | Qualifier value
0A | T3AL | AB | Abnrm T, consider ischemia, anterolateral lds |  | 4200991 | Ischemia | Clinical finding | 4289848 | Anterolateral | Qualifier value | 4162850 | Possible | Qualifier value
0A | T3AN | AB | ABNORMAL T, CONSIDER ISCHEMIA, ANTERIOR LEADS |  | 4065390 | ECG: T wave abnormal | Clinical finding | 4115458 | Anterior | Qualifier value | 4162850 | Possible | Qualifier value
0A | T3AN | AB | ABNORMAL T, CONSIDER ISCHEMIA, ANTERIOR LEADS |  | 4139185 | EKG: anterior ischemia | Clinical finding | 4162850 | Possible | Qualifier value | 4162850 | Possible | Qualifier value
0A | T3IN | AB | ABNORMAL T, CONSIDER ISCHEMIA, INFERIOR LEADS |  | 4065390 | ECG: T wave abnormal | Clinical finding | 4134040 | Inferior | Qualifier value | 4162850 | Possible | Qualifier value
0A | T3IN | AB | ABNORMAL T, CONSIDER ISCHEMIA, INFERIOR LEADS |  | 4200991 | Ischemia | Clinical finding | 4134040 | Inferior | Qualifier value | 4162850 | Possible | Qualifier value
0A | T3LA | AB | ABNORMAL T, CONSIDER ISCHEMIA, LATERAL LEADS |  | 4065390 | ECG: T wave abnormal | Clinical finding | 4171348 | Lateral | Qualifier value | 4162850 | Possible | Qualifier value
0A | T3LA | AB | ABNORMAL T, CONSIDER ISCHEMIA, LATERAL LEADS |  | 4200991 | Ischemia | Clinical finding | 4171348 | Lateral | Qualifier value | 4162850 | Possible | Qualifier value
0A | T3WI | AB | ABNORMAL T, CONSIDER ISCHEMIA, DIFFUSE LEADS |  | 4065390 | ECG: T wave abnormal | Clinical finding | 4162850 | Possible | Qualifier value
0A | T3WI | AB | ABNORMAL T, CONSIDER ISCHEMIA, DIFFUSE LEADS |  | 4200991 | Ischemia | Clinical finding | 4162850 | Possible | Qualifier value
0A | T6AL | AB | ABNORMAL T, PROBABLE ISCHEMIA, ANT-LAT LEADS |  | 4065390 | ECG: T wave abnormal | Clinical finding | 4289848 | Anterolateral | Qualifier value | 4163351 | Probable diagnosis | Qualifier value
0A | T6AL | AB | ABNORMAL T, PROBABLE ISCHEMIA, ANT-LAT LEADS |  | 4200991 | Ischemia | Clinical finding | 4289848 | Anterolateral | Qualifier value | 4163351 | Probable diagnosis | Qualifier value
0A | T6IN | AB | ABNORMAL T, PROBABLE ISCHEMIA, INFERIOR LEADS |  | 4065390 | ECG: T wave abnormal | Clinical finding | 4134040 | Inferior | Qualifier value | 4163351 | Probable diagnosis | Qualifier value
0A | T6IN | AB | ABNORMAL T, PROBABLE ISCHEMIA, INFERIOR LEADS |  | 4200991 | Ischemia | Clinical finding | 4134040 | Inferior | Qualifier value | 4163351 | Probable diagnosis | Qualifier value
0A | T6LA | AB | ABNORMAL T, PROBABLE ISCHEMIA, LATERAL LEADS |  | 4065390 | ECG: T wave abnormal | Clinical finding | 4171348 | Lateral | Qualifier value | 4163351 | Probable diagnosis | Qualifier value
0A | T6LA | AB | ABNORMAL T, PROBABLE ISCHEMIA, LATERAL LEADS |  | 4200991 | Ischemia | Clinical finding | 4171348 | Lateral | Qualifier value | 4163351 | Probable diagnosis | Qualifier value
0A | T6WI | AB | ABNORMAL T, PROBABLE ISCHEMIA, WIDESPREAD |  | 4065390 | ECG: T wave abnormal | Clinical finding | 4163351 | Probable diagnosis | Qualifier value
0A | T6WI | AB | ABNORMAL T, PROBABLE ISCHEMIA, WIDESPREAD |  | 4200991 | Ischemia | Clinical finding | 4163351 | Probable diagnosis | Qualifier value
0A | TACHW | AB | WIDE COMPLEX TACHYCARDIA |  | 4088348 | Wide QRS ventricular tachycardia | Clinical finding
0A | TAXAB | BO | BORDERLINE T WAVE ABNORMALITIES |  | 4065390 | ECG: T wave abnormal | Clinical finding | 4327638 | Borderline | Qualifier value
0A | TAXQT | BO | BORDERLINE T WAVE ABNORMALITIES |  | 4065390 | ECG: T wave abnormal | Clinical finding | 4327638 | Borderline | Qualifier value
0A | TIALVH | AB | LVH W/ REPOL ABNORMALITIES, POSSIBLE ISCHEMIA |  | 4065282 | ECG:left ventricle hypertrophy | Clinical finding
0A | TIALVH | AB | LVH W/ REPOL ABNORMALITIES, POSSIBLE ISCHEMIA |  | 4200991 | Ischemia | Clinical finding | 4162850 | Possible | Qualifier value
0A | TPT | NS | TECHNICALLY POOR TRACING - PLEASE REPEAT ECG! |  | 4088498 | Acquisition/hardware ECG error | Clinical finding
0A | TTW1 | ON | TALL T, PROBABLY NORMAL VARIANT, ANT-LAT LDS |  | 4089477 | Tall T wave | Clinical finding | 4289848 | Anterolateral | Qualifier value | 4254208 | Variant | Qualifier value
0A | TTW10 | BO | TALL T, CONSIDER METABOLIC/ISCHEMIC ABNRM |  | 4089477 | Tall T wave | Clinical finding
0A | TTW10 | BO | TALL T, CONSIDER METABOLIC/ISCHEMIC ABNRM |  | 4200991 | Ischemia | Clinical finding | 4162850 | Possible | Qualifier value
0A | TTW30 | ON | TALL T WAVES, PROBABLY NORMAL VARIANT |  | 4089477 | Tall T wave | Clinical finding | 4254208 | Variant | Qualifier value
0A | TWRV | BO | SINUS TACHYCARDIA WITH IRREGULAR RATE |  | 4140598 | ECG: sinus tachycardia | Clinical finding | 4175788 | Irregular | Qualifier value
0A | VBIG | AB | VENTRICULAR BIGEMINY |  | 4091902 | Supraventricular bigeminy | Clinical finding
0A | VPACCF | AB | AFIB/FLUT AND V-PACED COMPLEXES |  | 4064452 | ECG: atrial fibrillation | Clinical finding
0A | VPACCF | AB | AFIB/FLUT AND V-PACED COMPLEXES |  | 314665 | Atrial flutter | Clinical finding
0A | VPACE | AB | VENTRICULAR-PACED RHYTHM |  | 4092038 | Ventricular pacing pattern | Clinical finding
0A | VPACEC | AB | VENTRICULAR-PACED COMPLEXES |  | 4092038 | Ventricular pacing pattern | Clinical finding
0A | VPACEF | AB | AFIB/FLUTTER AND VENTRICULAR-PACED RHYTHM |  | 4064452 | ECG: atrial fibrillation | Clinical finding
0A | VPACEF | AB | AFIB/FLUTTER AND VENTRICULAR-PACED RHYTHM |  | 314665 | Atrial flutter | Clinical finding
0A | VPC | ON | VENTRICULAR PREMATURE COMPLEX |  | 4145998 | ECG: premature ventricular contractions | Clinical finding
0A | VPE | AB | VENTRICULAR PREEXCITATION |  | 4253363 | Wolff-Parkinson-White pattern | Clinical finding
0A | VPEL | AB | VENT PREEXCITATION, LEFT ACCESSORY PATHWAY |  | 4088333 | Type A Wolff-Parkinson-White pattern | Clinical finding
0A | VTACH | AB | EXTREME TACHYCARDIA WITH WIDE COMPLEX, NO FURTHER RHYTHM ANALYSIS ATTEMPTED |  | 4088348 | Wide QRS ventricular tachycardia | Clinical finding
0A | VTRI | AB | VENTRICULAR TRIGEMINY |  | 44791634 | ECG shows ventricular trigeminy | Clinical finding
0A | WENCK | AB | MOBITZ I AV BLOCK (WENCKEBACH) |  | 4205137 | Mobitz type I incomplete atrioventricular block | Clinical finding
0A | WPACE | BO | WANDERING PACEMAKER |  | 4111551 | Wandering atrial pacemaker | Clinical finding

## MxMap Derived
Criteria | concept.concept_name | concept.domain_id | concept.concept_code | concept.concept_class_id | (MAPTO) concept.concept_id | (MAPTO) concept.concept_name | (MAPTO) concept.concept_class_id | relationship.relationship_id | relationship.relationship_name | (unit_concept_id) concept.concept_id | (unit_concept_id) concept.concept_name | (unit_concept_id) concept.concept_class_id
09 | aVF Pp AREA | Measurement | aVF Pp AREA | ECG Lead Mx | X | Pp wave area in lead AVF | Measurement |  |  | X | Area - microvolts millisecond | ECG Unit
09 | aVF Pp DUR | Measurement | aVF Pp DUR | ECG Lead Mx | X | Pp duration in lead AVF | Measurement |  |  | 9593 | millisecond | Unit
09 | aVF PpPp AREA | Measurement | aVF PpPp AREA | ECG Lead Mx | X | PpPp wave area in lead AVF | Measurement |  |  | X | Area - microvolts millisecond | ECG Unit
09 | aVF PpPp DUR | Measurement | aVF PpPp DUR | ECG Lead Mx | X | PpPp duration in lead AVF | Measurement |  |  | 9593 | millisecond | Unit
09 | aVF PR INT | Measurement | aVF PR INT | ECG Lead Mx | 3027589 | P-R Interval Lead AVF | LOINC Code | 361 | Non-standard to value_as_concept map (OMOP) | 9593 | millisecond | Unit
09 | aVF PR SEG | Measurement | aVF PR SEG | ECG Lead Mx | X | P-R Segment Lead AVF | Measurement |  |  | 9593 | millisecond | Unit
09 | aVF QT INT | Measurement | aVF QT INT | ECG Lead Mx | 3009427 | Q-T interval Lead AVF | LOINC Code | 361 | Non-standard to value_as_concept map (OMOP) | 9593 | millisecond | Unit
09 | aVF ST DUR | Measurement | aVF ST DUR | ECG Lead Mx | X | ST duration in lead AVF | Measurement |  |  | 9593 | millisecond | Unit
09 | aVF ST SHAPE | Measurement | aVF ST SHAPE | ECG Lead Mx | X | ST shape in lead AVF | Measurement
09 | aVF STEND | Measurement | aVF STEND | ECG Lead Mx | 3015166 | ST amplitude.J point+80 ms Lead AVF | LOINC Code | 361 | Non-standard to value_as_concept map (OMOP) | 9461 | bel microvolt | Unit
09 | aVF STMID | Measurement | aVF STMID | ECG Lead Mx | 3019957 | ST amplitude.J point+60 ms Lead AVF | LOINC Code | 361 | Non-standard to value_as_concept map (OMOP) | 9461 | bel microvolt | Unit
09 | aVF Tp AREA | Measurement | aVF Tp AREA | ECG Lead Mx | X | Tp wave area in lead AVF | Measurement |  |  | X | Area - microvolts millisecond | ECG Unit
09 | aVF Tp DUR | Measurement | aVF Tp DUR | ECG Lead Mx | X | Tp duration in lead aVF | Measurement |  |  | 9593 | millisecond | Unit
09 | aVF TpTp AREA | Measurement | aVF TpTp AREA | ECG Lead Mx | X | TpTp wave area in lead AVF | Measurement |  |  | X | Area - microvolts millisecond | ECG Unit
09 | aVF TpTp DUR | Measurement | aVF TpTp DUR | ECG Lead Mx | X | TpTp duration in lead aVF | Measurement |  |  | 9593 | millisecond | Unit
09 | aVF VAT | Measurement | aVF VAT | ECG Lead Mx | X | VAT in lead aVF | Measurement |  |  | 9593 | millisecond | Unit
09 | aVL Pp AREA | Measurement | aVL Pp AREA | ECG Lead Mx | X | Pp wave area in lead AVL | Measurement |  |  | X | Area - microvolts millisecond | ECG Unit
09 | aVL Pp DUR | Measurement | aVL Pp DUR | ECG Lead Mx | X | Pp duration in lead AVL | Measurement |  |  | 9593 | millisecond | Unit
09 | aVL PpPp AREA | Measurement | aVL PpPp AREA | ECG Lead Mx | X | PpPp wave area in lead AVL | Measurement |  |  | X | Area - microvolts millisecond | ECG Unit
09 | aVL PpPp DUR | Measurement | aVL PpPp DUR | ECG Lead Mx | X | PpPp duration in lead AVL | Measurement |  |  | 9593 | millisecond | Unit
09 | aVL PR INT | Measurement | aVL PR INT | ECG Lead Mx | 3028427 | P-R Interval Lead AVL | LOINC Code | 361 | Non-standard to value_as_concept map (OMOP) | 9593 | millisecond | Unit
09 | aVL PR SEG | Measurement | aVL PR SEG | ECG Lead Mx | X | P-R Segment Lead AVL | Measurement |  |  | 9593 | millisecond | Unit
09 | aVL QT INT | Measurement | aVL QT INT | ECG Lead Mx | 3023137 | Q-T interval Lead AVL | LOINC Code | 361 | Non-standard to value_as_concept map (OMOP) | 9593 | millisecond | Unit
09 | aVL ST DUR | Measurement | aVL ST DUR | ECG Lead Mx | X | ST duration in lead aVL | Measurement |  |  | 9593 | millisecond | Unit
09 | aVL ST SHAPE | Measurement | aVL ST SHAPE | ECG Lead Mx | X | ST shape in lead AVL | Measurement
09 | aVL STEND | Measurement | aVL STEND | ECG Lead Mx | 3008924 | ST amplitude.J point+80 ms Lead AVL | LOINC Code | 361 | Non-standard to value_as_concept map (OMOP) | 9461 | bel microvolt | Unit
09 | aVL STMID | Measurement | aVL STMID | ECG Lead Mx | 3013933 | ST amplitude.J point+60 ms Lead AVL | LOINC Code | 361 | Non-standard to value_as_concept map (OMOP) | 9461 | bel microvolt | Unit
09 | aVL Tp AREA | Measurement | aVL Tp AREA | ECG Lead Mx | X | Tp wave area in lead AVL | Measurement |  |  | X | Area - microvolts millisecond | ECG Unit
09 | aVL Tp DUR | Measurement | aVL Tp DUR | ECG Lead Mx | X | Tp duration in lead aVF | Measurement |  |  | 9593 | millisecond | Unit
09 | aVL TpTp AREA | Measurement | aVL TpTp AREA | ECG Lead Mx | X | TpTp wave area in lead AVL | Measurement |  |  | X | Area - microvolts millisecond | ECG Unit
09 | aVL TpTp DUR | Measurement | aVL TpTp DUR | ECG Lead Mx | X | TpTp duration in lead aVL | Measurement |  |  | 9593 | millisecond | Unit
09 | aVL VAT | Measurement | aVL VAT | ECG Lead Mx | X | VAT in lead aVL | Measurement |  |  | 9593 | millisecond | Unit
09 | aVR Pp AREA | Measurement | aVR Pp AREA | ECG Lead Mx | X | Pp wave area in lead aVR | Measurement |  |  | X | Area - microvolts millisecond | ECG Unit
09 | aVR Pp DUR | Measurement | aVR Pp DUR | ECG Lead Mx | X | Pp duration in lead aVR | Measurement |  |  | 9593 | millisecond | Unit
09 | aVR PpPp AREA | Measurement | aVR PpPp AREA | ECG Lead Mx | X | PpPp wave area in lead aVR | Measurement |  |  | X | Area - microvolts millisecond | ECG Unit
09 | aVR PpPp DUR | Measurement | aVR PpPp DUR | ECG Lead Mx | X | PpPp duration in lead aVR | Measurement |  |  | 9593 | millisecond | Unit
09 | aVR PR INT | Measurement | aVR PR INT | ECG Lead Mx | 3024066 | P-R Interval Lead AVR | LOINC Code | 361 | Non-standard to value_as_concept map (OMOP) | 9593 | millisecond | Unit
09 | aVR PR SEG | Measurement | aVR PR SEG | ECG Lead Mx | X | P-R Segment Lead AVR | Measurement |  |  | 9593 | millisecond | Unit
09 | aVR QT INT | Measurement | aVR QT INT | ECG Lead Mx | 3019568 | Q-T interval Lead AVR | LOINC Code | 361 | Non-standard to value_as_concept map (OMOP) | 9593 | millisecond | Unit
09 | aVR ST DUR | Measurement | aVR ST DUR | ECG Lead Mx | X | ST duration in lead aVR | Measurement |  |  | 9593 | millisecond | Unit
09 | aVR ST SHAPE | Measurement | aVR ST SHAPE | ECG Lead Mx | X | ST shape in lead AVR | Measurement
09 | aVR STEND | Measurement | aVR STEND | ECG Lead Mx | 3009175 | ST amplitude.J point+80 ms Lead AVR | LOINC Code | 361 | Non-standard to value_as_concept map (OMOP) | 9461 | bel microvolt | Unit
09 | aVR STMID | Measurement | aVR STMID | ECG Lead Mx | 3012289 | ST amplitude.J point+60 ms Lead AVR | LOINC Code | 361 | Non-standard to value_as_concept map (OMOP) | 9461 | bel microvolt | Unit
09 | aVR Tp AREA | Measurement | aVR Tp AREA | ECG Lead Mx | X | Tp wave area in lead AVR | Measurement |  |  | X | Area - microvolts millisecond | ECG Unit
09 | aVR Tp DUR | Measurement | aVR Tp DUR | ECG Lead Mx | X | Tp duration in lead aVR | Measurement |  |  | 9593 | millisecond | Unit
09 | aVR TpTp AREA | Measurement | aVR TpTp AREA | ECG Lead Mx | X | TpTp wave area in lead AVR | Measurement |  |  | X | Area - microvolts millisecond | ECG Unit
09 | aVR TpTp DUR | Measurement | aVR TpTp DUR | ECG Lead Mx | X | TpTp duration in lead aVR | Measurement |  |  | 9593 | millisecond | Unit
09 | aVR VAT | Measurement | aVR VAT | ECG Lead Mx | X | VAT in lead aVR | Measurement |  |  | 9593 | millisecond | Unit
09 | GLOBAL ATRIAL RATE | Measurement | GLOBAL ATRIAL RATE | ECG Lead Mx | X | Atrial rate | Measurement |  |  | 4118124 | beats/min | Qualifier Value
09 | GLOBAL FP I40 AXIS | Measurement | GLOBAL FP I40 AXIS | ECG Lead Mx | X | QRS I40 axis.frontal plane Reference beat | Measurement |  |  | 9484 | degree | Unit
09 | GLOBAL FP P AXIS | Measurement | GLOBAL FP P AXIS | ECG Lead Mx | 3006698 | P wave axis | LOINC Code | 361 | Non-standard to value_as_concept map (OMOP) | 9484 | degree | Unit
09 | GLOBAL FP QRS AXIS | Measurement | GLOBAL FP QRS AXIS | ECG Lead Mx | 3006277 | QRS axis | LOINC Code | 361 | Non-standard to value_as_concept map (OMOP) | 9484 | degree | Unit
09 | GLOBAL FP ST AXIS | Measurement | GLOBAL FP ST AXIS | ECG Lead Mx | X | ST segment axis.frontal plane | Measurement |  |  | 9484 | degree | Unit
09 | GLOBAL FP T AXIS | Measurement | GLOBAL FP T AXIS | ECG Lead Mx | 3027358 | T wave axis | LOINC Code | 361 | Non-standard to value_as_concept map (OMOP) | 9484 | degree | Unit
09 | GLOBAL FP T40 AXIS | Measurement | GLOBAL FP T40 AXIS | ECG Lead Mx | X | QRS T40 axis.frontal plane | Measurement |  |  | 9484 | degree | Unit
09 | GLOBAL HP I40 AXIS | Measurement | GLOBAL HP I40 AXIS | ECG Lead Mx | X | QRS I40 axis.horizontal plane | Measurement |  |  | 9484 | degree | Unit
09 | GLOBAL HP P AXIS | Measurement | GLOBAL HP P AXIS | ECG Lead Mx | X | P axis.horizontal plane | Measurement |  |  | 9484 | degree | Unit
09 | GLOBAL HP QRS AXIS | Measurement | GLOBAL HP QRS AXIS | ECG Lead Mx | 3025448 | QRS axis.horizontal plane Reference beat | LOINC Code | 361 | Non-standard to value_as_concept map (OMOP) | 9484 | degree | Unit
09 | GLOBAL HP ST AXIS | Measurement | GLOBAL HP ST AXIS | ECG Lead Mx | 3007722 | ST segment axis.horizontal plane | LOINC Code | 361 | Non-standard to value_as_concept map (OMOP) | 9484 | degree | Unit
09 | GLOBAL HP T AXIS | Measurement | GLOBAL HP T AXIS | ECG Lead Mx | 3026894 | T wave axis.horizontal plane Reference beat | LOINC Code | 361 | Non-standard to value_as_concept map (OMOP) | 9484 | degree | Unit
09 | GLOBAL HP T40 AXIS | Measurement | GLOBAL HP T40 AXIS | ECG Lead Mx | X | QRS T40 axis.horizontal plane | Measurement |  |  | 9484 | degree | Unit
09 | GLOBAL P DUR | Measurement | GLOBAL P DUR | ECG Lead Mx | X | Global P duration | Measurement |  |  | 9593 | millisecond | Unit
09 | GLOBAL Q ONSET | Measurement | GLOBAL Q ONSET | ECG Lead Mx | X | Q onset | Measurement |  |  | X | Samples | ECG Unit
09 | GLOBAL QT INT | Measurement | GLOBAL QT INT | ECG Lead Mx | 3025809 | Q-T interval | LOINC Code | 361 | Non-standard to value_as_concept map (OMOP) | 9593 | millisecond | Unit
09 | GLOBAL QTc (B) | Measurement | GLOBAL QTc (B) | ECG Lead Mx | 46235174 | Q-T interval corrected based on Bazett formula | LOINC Code | 361 | Non-standard to value_as_concept map (OMOP) | 9593 | millisecond | Unit
09 | GLOBAL QTc (F) | Measurement | GLOBAL QTc (F) | ECG Lead Mx | 46235173 | Q-T interval corrected based on Fridericia formula | LOINC Code | 361 | Non-standard to value_as_concept map (OMOP) | 9593 | millisecond | Unit
09 | GLOBAL RR INT | Measurement | GLOBAL RR INT | ECG Lead Mx | 3013078 | R-R interval by EKG | LOINC Code | 361 | Non-standard to value_as_concept map (OMOP) | 9593 | millisecond | Unit
09 | I Pp AREA | Measurement | I Pp AREA | ECG Lead Mx | X | Pp wave area in lead I | Measurement |  |  | X | Area - microvolts millisecond | ECG Unit
09 | I Pp DUR | Measurement | I Pp DUR | ECG Lead Mx | X | Pp duration in lead I | Measurement |  |  | 9593 | millisecond | Unit
09 | I PpPp AREA | Measurement | I PpPp AREA | ECG Lead Mx | X | PpPp wave area in lead I | Measurement |  |  | X | Area - microvolts millisecond | ECG Unit
09 | I PpPp DUR | Measurement | I PpPp DUR | ECG Lead Mx | X | PpPp duration in lead I | Measurement |  |  | 9593 | millisecond | Unit
09 | I PR INT | Measurement | I PR INT | ECG Lead Mx | 3024603 | P-R Interval Lead I | LOINC Code | 361 | Non-standard to value_as_concept map (OMOP) | 9593 | millisecond | Unit
09 | I PR SEG | Measurement | I PR SEG | ECG Lead Mx | X | P-R Segment Lead I | Measurement |  |  | 9593 | millisecond | Unit
09 | I QT INT | Measurement | I QT INT | ECG Lead Mx | 3019502 | Q-T interval Lead I | LOINC Code | 361 | Non-standard to value_as_concept map (OMOP) | 9593 | millisecond | Unit
09 | I ST DUR | Measurement | I ST DUR | ECG Lead Mx | X | ST duration in lead I | Measurement |  |  | 9593 | millisecond | Unit
09 | I ST SHAPE | Measurement | I ST SHAPE | ECG Lead Mx | X | ST shape in lead I | Measurement
09 | I STEND | Measurement | I STEND | ECG Lead Mx | 3014402 | ST amplitude.J point+80 ms Lead I | LOINC Code | 361 | Non-standard to value_as_concept map (OMOP) | 9461 | bel microvolt | Unit
09 | I STMID | Measurement | I STMID | ECG Lead Mx | 3017487 | ST amplitude.J point+60 ms Lead I | LOINC Code | 361 | Non-standard to value_as_concept map (OMOP) | 9461 | bel microvolt | Unit
09 | I Tp AREA | Measurement | I Tp AREA | ECG Lead Mx | X | Tp wave area in lead I | Measurement |  |  | X | Area - microvolts millisecond | ECG Unit
09 | I Tp DUR | Measurement | I Tp DUR | ECG Lead Mx | X | Tp duration in lead I | Measurement |  |  | 9593 | millisecond | Unit
09 | I TpTp AREA | Measurement | I TpTp AREA | ECG Lead Mx | X | TpTp wave area in lead I | Measurement |  |  | X | Area - microvolts millisecond | ECG Unit
09 | I TpTp DUR | Measurement | I TpTp DUR | ECG Lead Mx | X | TpTp duration in lead I | Measurement |  |  | 9593 | millisecond | Unit
09 | I VAT | Measurement | I VAT | ECG Lead Mx | X | VAT in lead I | Measurement |  |  | 9593 | millisecond | Unit
09 | II Pp AREA | Measurement | II Pp AREA | ECG Lead Mx | X | Pp wave area in lead II | Measurement |  |  | X | Area - microvolts millisecond | ECG Unit
09 | II Pp DUR | Measurement | II Pp DUR | ECG Lead Mx | X | Pp duration in lead II | Measurement |  |  | 9593 | millisecond | Unit
09 | II PpPp AREA | Measurement | II PpPp AREA | ECG Lead Mx | X | PpPp wave area in lead II | Measurement |  |  | X | Area - microvolts millisecond | ECG Unit
09 | II PpPp DUR | Measurement | II PpPp DUR | ECG Lead Mx | X | PpPp duration in lead II | Measurement |  |  | 9593 | millisecond | Unit
09 | II PR INT | Measurement | II PR INT | ECG Lead Mx | 3010581 | P-R Interval Lead II | LOINC Code | 361 | Non-standard to value_as_concept map (OMOP) | 9593 | millisecond | Unit
09 | II PR SEG | Measurement | II PR SEG | ECG Lead Mx | X | P-R Segment Lead II | Measurement |  |  | 9593 | millisecond | Unit
09 | II QT INT | Measurement | II QT INT | ECG Lead Mx | 3004627 | Q-T interval Lead II | LOINC Code | 361 | Non-standard to value_as_concept map (OMOP) | 9593 | millisecond | Unit
09 | II ST DUR | Measurement | II ST DUR | ECG Lead Mx | X | ST duration in lead II | Measurement |  |  | 9593 | millisecond | Unit
09 | II ST SHAPE | Measurement | II ST SHAPE | ECG Lead Mx | X | ST shape in lead II | Measurement
09 | II STEND | Measurement | II STEND | ECG Lead Mx | 3008999 | ST amplitude.J point+80 ms Lead II | LOINC Code | 361 | Non-standard to value_as_concept map (OMOP) | 9461 | bel microvolt | Unit
09 | II STMID | Measurement | II STMID | ECG Lead Mx | 3035117 | ST amplitude.J point+60 ms Lead II | LOINC Code | 361 | Non-standard to value_as_concept map (OMOP) | 9461 | bel microvolt | Unit
09 | II Tp AREA | Measurement | II Tp AREA | ECG Lead Mx | X | Tp wave area in lead II | Measurement |  |  | X | Area - microvolts millisecond | ECG Unit
09 | II Tp DUR | Measurement | II Tp DUR | ECG Lead Mx | X | Tp duration in lead II | Measurement |  |  | 9593 | millisecond | Unit
09 | II TpTp AREA | Measurement | II TpTp AREA | ECG Lead Mx | X | TpTp wave area in lead II | Measurement |  |  | X | Area - microvolts millisecond | ECG Unit
09 | II TpTp DUR | Measurement | II TpTp DUR | ECG Lead Mx | X | TpTp duration in lead II | Measurement |  |  | 9593 | millisecond | Unit
09 | II VAT | Measurement | II VAT | ECG Lead Mx | X | VAT in lead II | Measurement |  |  | 9593 | millisecond | Unit
09 | III Pp AREA | Measurement | III Pp AREA | ECG Lead Mx | X | Pp wave area in lead III | Measurement |  |  | X | Area - microvolts millisecond | ECG Unit
09 | III Pp DUR | Measurement | III Pp DUR | ECG Lead Mx | X | Pp duration in lead III | Measurement |  |  | 9593 | millisecond | Unit
09 | III PpPp AREA | Measurement | III PpPp AREA | ECG Lead Mx | X | PpPp wave area in lead III | Measurement |  |  | X | Area - microvolts millisecond | ECG Unit
09 | III PpPp DUR | Measurement | III PpPp DUR | ECG Lead Mx | X | PpPp duration in lead III | Measurement |  |  | 9593 | millisecond | Unit
09 | III PR INT | Measurement | III PR INT | ECG Lead Mx | 3011118 | P-R Interval Lead III | LOINC Code | 361 | Non-standard to value_as_concept map (OMOP) | 9593 | millisecond | Unit
09 | III PR SEG | Measurement | III PR SEG | ECG Lead Mx | X | P-R Segment Lead III | Measurement |  |  | 9593 | millisecond | Unit
09 | III QT INT | Measurement | III QT INT | ECG Lead Mx | 3004307 | Q-T interval Lead III | LOINC Code | 361 | Non-standard to value_as_concept map (OMOP) | 9593 | millisecond | Unit
09 | III ST DUR | Measurement | III ST DUR | ECG Lead Mx | X | ST duration in lead III | Measurement |  |  | 9593 | millisecond | Unit
09 | III ST SHAPE | Measurement | III ST SHAPE | ECG Lead Mx | X | ST shape in lead III | Measurement
09 | III STEND | Measurement | III STEND | ECG Lead Mx | 3015536 | ST amplitude.J point+80 ms Lead III | LOINC Code | 361 | Non-standard to value_as_concept map (OMOP) | 9461 | bel microvolt | Unit
09 | III STMID | Measurement | III STMID | ECG Lead Mx | 3035359 | ST amplitude.J point+60 ms Lead III | LOINC Code | 361 | Non-standard to value_as_concept map (OMOP) | 9461 | bel microvolt | Unit
09 | III Tp AREA | Measurement | III Tp AREA | ECG Lead Mx | X | Tp wave area in lead III | Measurement |  |  | X | Area - microvolts millisecond | ECG Unit
09 | III Tp DUR | Measurement | III Tp DUR | ECG Lead Mx | X | Tp duration in lead III | Measurement |  |  | 9593 | millisecond | Unit
09 | III TpTp AREA | Measurement | III TpTp AREA | ECG Lead Mx | X | TpTp wave area in lead III | Measurement |  |  | X | Area - microvolts millisecond | ECG Unit
09 | III TpTp DUR | Measurement | III TpTp DUR | ECG Lead Mx | X | TpTp duration in lead III | Measurement |  |  | 9593 | millisecond | Unit
09 | III VAT | Measurement | III VAT | ECG Lead Mx | X | VAT in lead III | Measurement |  |  | 9593 | millisecond | Unit
09 | V1 Pp AREA | Measurement | V1 Pp AREA | ECG Lead Mx | X | Pp wave area in lead V1 | Measurement |  |  | X | Area - microvolts millisecond | ECG Unit
09 | V1 Pp DUR | Measurement | V1 Pp DUR | ECG Lead Mx | X | Pp duration in lead V1 | Measurement |  |  | 9593 | millisecond | Unit
09 | V1 PpPp AREA | Measurement | V1 PpPp AREA | ECG Lead Mx | X | PpPp wave area in lead V1 | Measurement |  |  | X | Area - microvolts millisecond | ECG Unit
09 | V1 PpPp DUR | Measurement | V1 PpPp DUR | ECG Lead Mx | X | PpPp duration in lead V1 | Measurement |  |  | 9593 | millisecond | Unit
09 | V1 PR INT | Measurement | V1 PR INT | ECG Lead Mx | 3018956 | P-R Interval Lead V1 | LOINC Code | 361 | Non-standard to value_as_concept map (OMOP) | 9593 | millisecond | Unit
09 | V1 PR SEG | Measurement | V1 PR SEG | ECG Lead Mx | X | P-R Segment Lead V1 | Measurement |  |  | 9593 | millisecond | Unit
09 | V1 QT INT | Measurement | V1 QT INT | ECG Lead Mx | 3003198 | Q-T interval Lead V1 | LOINC Code | 361 | Non-standard to value_as_concept map (OMOP) | 9593 | millisecond | Unit
09 | V1 ST DUR | Measurement | V1 ST DUR | ECG Lead Mx | X | ST duration in lead V1 | Measurement |  |  | 9593 | millisecond | Unit
09 | V1 ST SHAPE | Measurement | V1 ST SHAPE | ECG Lead Mx | X | ST shape in lead V1 | Measurement
09 | V1 STEND | Measurement | V1 STEND | ECG Lead Mx | 3015781 | ST amplitude.J point+80 ms Lead V1 | LOINC Code | 361 | Non-standard to value_as_concept map (OMOP) | 9461 | bel microvolt | Unit
09 | V1 STMID | Measurement | V1 STMID | ECG Lead Mx | 3035850 | ST amplitude.J point+60 ms Lead V1 | LOINC Code | 361 | Non-standard to value_as_concept map (OMOP) | 9461 | bel microvolt | Unit
09 | V1 Tp AREA | Measurement | V1 Tp AREA | ECG Lead Mx | X | Tp wave area in lead V1 | Measurement |  |  | X | Area - microvolts millisecond | ECG Unit
09 | V1 Tp DUR | Measurement | V1 Tp DUR | ECG Lead Mx | X | Tp duration in lead V1 | Measurement |  |  | 9593 | millisecond | Unit
09 | V1 TpTp AREA | Measurement | V1 TpTp AREA | ECG Lead Mx | X | TpTp wave area in lead V1 | Measurement |  |  | X | Area - microvolts millisecond | ECG Unit
09 | V1 TpTp DUR | Measurement | V1 TpTp DUR | ECG Lead Mx | X | TpTp duration in lead V1 | Measurement |  |  | 9593 | millisecond | Unit
09 | V1 VAT | Measurement | V1 VAT | ECG Lead Mx | X | VAT in lead V1 | Measurement |  |  | 9593 | millisecond | Unit
09 | V2 Pp AREA | Measurement | V2 Pp AREA | ECG Lead Mx | X | Pp wave area in lead V2 | Measurement |  |  | X | Area - microvolts millisecond | ECG Unit
09 | V2 Pp DUR | Measurement | V2 Pp DUR | ECG Lead Mx | X | Pp duration in lead V2 | Measurement |  |  | 9593 | millisecond | Unit
09 | V2 PpPp AREA | Measurement | V2 PpPp AREA | ECG Lead Mx | X | PpPp wave area in lead V2 | Measurement |  |  | X | Area - microvolts millisecond | ECG Unit
09 | V2 PpPp DUR | Measurement | V2 PpPp DUR | ECG Lead Mx | X | PpPp duration in lead V2 | Measurement |  |  | 9593 | millisecond | Unit
09 | V2 PR INT | Measurement | V2 PR INT | ECG Lead Mx | 3022239 | P-R Interval Lead V2 | LOINC Code | 361 | Non-standard to value_as_concept map (OMOP) | 9593 | millisecond | Unit
09 | V2 PR SEG | Measurement | V2 PR SEG | ECG Lead Mx | X | P-R Segment Lead V2 | Measurement |  |  | 9593 | millisecond | Unit
09 | V2 QT INT | Measurement | V2 QT INT | ECG Lead Mx | 3002096 | Q-T interval Lead V2 | LOINC Code | 361 | Non-standard to value_as_concept map (OMOP) | 9593 | millisecond | Unit
09 | V2 ST DUR | Measurement | V2 ST DUR | ECG Lead Mx | X | ST duration in lead V2 | Measurement |  |  | 9593 | millisecond | Unit
09 | V2 ST SHAPE | Measurement | V2 ST SHAPE | ECG Lead Mx | X | ST shape in lead V2 | Measurement
09 | V2 STEND | Measurement | V2 STEND | ECG Lead Mx | 3016916 | ST amplitude.J point+80 ms Lead V2 | LOINC Code | 361 | Non-standard to value_as_concept map (OMOP) | 9461 | bel microvolt | Unit
09 | V2 STMID | Measurement | V2 STMID | ECG Lead Mx | 3009685 | ST amplitude.J point+60 ms Lead V2 | LOINC Code | 361 | Non-standard to value_as_concept map (OMOP) | 9461 | bel microvolt | Unit
09 | V2 Tp AREA | Measurement | V2 Tp AREA | ECG Lead Mx | X | Tp wave area in lead V2 | Measurement |  |  | X | Area - microvolts millisecond | ECG Unit
09 | V2 Tp DUR | Measurement | V2 Tp DUR | ECG Lead Mx | X | Tp duration in lead V2 | Measurement |  |  | 9593 | millisecond | Unit
09 | V2 TpTp AREA | Measurement | V2 TpTp AREA | ECG Lead Mx | X | TpTp wave area in lead V2 | Measurement |  |  | X | Area - microvolts millisecond | ECG Unit
09 | V2 TpTp DUR | Measurement | V2 TpTp DUR | ECG Lead Mx | X | TpTp duration in lead V2 | Measurement |  |  | 9593 | millisecond | Unit
09 | V2 VAT | Measurement | V2 VAT | ECG Lead Mx | X | VAT in lead V2 | Measurement |  |  | 9593 | millisecond | Unit
09 | V3 Pp AREA | Measurement | V3 Pp AREA | ECG Lead Mx | X | Pp wave area in lead V3 | Measurement |  |  | X | Area - microvolts millisecond | ECG Unit
09 | V3 Pp DUR | Measurement | V3 Pp DUR | ECG Lead Mx | X | Pp duration in lead V3 | Measurement |  |  | 9593 | millisecond | Unit
09 | V3 PpPp AREA | Measurement | V3 PpPp AREA | ECG Lead Mx | X | PpPp wave area in lead V3 | Measurement |  |  | X | Area - microvolts millisecond | ECG Unit
09 | V3 PpPp DUR | Measurement | V3 PpPp DUR | ECG Lead Mx | X | PpPp duration in lead V3 | Measurement |  |  | 9593 | millisecond | Unit
09 | V3 PR INT | Measurement | V3 PR INT | ECG Lead Mx | 3023501 | P-R Interval Lead V3 | LOINC Code | 361 | Non-standard to value_as_concept map (OMOP) | 9593 | millisecond | Unit
09 | V3 PR SEG | Measurement | V3 PR SEG | ECG Lead Mx | X | P-R Segment Lead V3 | Measurement |  |  | 9593 | millisecond | Unit
09 | V3 QT INT | Measurement | V3 QT INT | ECG Lead Mx | 3019915 | Q-T interval Lead V3 | LOINC Code | 361 | Non-standard to value_as_concept map (OMOP) | 9593 | millisecond | Unit
09 | V3 ST DUR | Measurement | V3 ST DUR | ECG Lead Mx | X | ST duration in lead V3 | Measurement |  |  | 9593 | millisecond | Unit
09 | V3 ST SHAPE | Measurement | V3 ST SHAPE | ECG Lead Mx | X | ST shape in lead V3 | Measurement
09 | V3 STEND | Measurement | V3 STEND | ECG Lead Mx | 3008326 | ST amplitude.J point+80 ms Lead V3 | LOINC Code | 361 | Non-standard to value_as_concept map (OMOP) | 9461 | bel microvolt | Unit
09 | V3 STMID | Measurement | V3 STMID | ECG Lead Mx | 3012882 | ST amplitude.J point+60 ms Lead V3 | LOINC Code | 361 | Non-standard to value_as_concept map (OMOP) | 9461 | bel microvolt | Unit
09 | V3 Tp AREA | Measurement | V3 Tp AREA | ECG Lead Mx | X | Tp wave area in lead V3 | Measurement |  |  | X | Area - microvolts millisecond | ECG Unit
09 | V3 Tp DUR | Measurement | V3 Tp DUR | ECG Lead Mx | X | Tp duration in lead V3 | Measurement |  |  | 9593 | millisecond | Unit
09 | V3 TpTp AREA | Measurement | V3 TpTp AREA | ECG Lead Mx | X | TpTp wave area in lead V3 | Measurement |  |  | X | Area - microvolts millisecond | ECG Unit
09 | V3 TpTp DUR | Measurement | V3 TpTp DUR | ECG Lead Mx | X | TpTp duration in lead V3 | Measurement |  |  | 9593 | millisecond | Unit
09 | V3 VAT | Measurement | V3 VAT | ECG Lead Mx | X | VAT in lead V3 | Measurement |  |  | 9593 | millisecond | Unit
09 | V4 Pp AREA | Measurement | V4 Pp AREA | ECG Lead Mx | X | Pp wave area in lead V4 | Measurement |  |  | X | Area - microvolts millisecond | ECG Unit
09 | V4 Pp DUR | Measurement | V4 Pp DUR | ECG Lead Mx | X | Pp duration in lead V4 | Measurement |  |  | 9593 | millisecond | Unit
09 | V4 PpPp AREA | Measurement | V4 PpPp AREA | ECG Lead Mx | X | PpPp wave area in lead V4 | Measurement |  |  | X | Area - microvolts millisecond | ECG Unit
09 | V4 PpPp DUR | Measurement | V4 PpPp DUR | ECG Lead Mx | X | PpPp duration in lead V4 | Measurement |  |  | 9593 | millisecond | Unit
09 | V4 PR INT | Measurement | V4 PR INT | ECG Lead Mx | 3023790 | P-R Interval Lead V4 | LOINC Code | 361 | Non-standard to value_as_concept map (OMOP) | 9593 | millisecond | Unit
09 | V4 PR SEG | Measurement | V4 PR SEG | ECG Lead Mx | X | P-R Segment Lead V4 | Measurement |  |  | 9593 | millisecond | Unit
09 | V4 QT INT | Measurement | V4 QT INT | ECG Lead Mx | 3020079 | Q-T interval Lead V4 | LOINC Code | 361 | Non-standard to value_as_concept map (OMOP) | 9593 | millisecond | Unit
09 | V4 ST DUR | Measurement | V4 ST DUR | ECG Lead Mx | X | ST duration in lead V4 | Measurement |  |  | 9593 | millisecond | Unit
09 | V4 ST SHAPE | Measurement | V4 ST SHAPE | ECG Lead Mx | X | ST shape in lead V4 | Measurement
09 | V4 STEND | Measurement | V4 STEND | ECG Lead Mx | 3007226 | ST amplitude.J point+80 ms Lead V4 | LOINC Code | 361 | Non-standard to value_as_concept map (OMOP) | 9461 | bel microvolt | Unit
09 | V4 STMID | Measurement | V4 STMID | ECG Lead Mx | 3018402 | ST amplitude.J point+60 ms Lead V4 | LOINC Code | 361 | Non-standard to value_as_concept map (OMOP) | 9461 | bel microvolt | Unit
09 | V4 Tp AREA | Measurement | V4 Tp AREA | ECG Lead Mx | X | Tp wave area in lead V4 | Measurement |  |  | X | Area - microvolts millisecond | ECG Unit
09 | V4 Tp DUR | Measurement | V4 Tp DUR | ECG Lead Mx | X | Tp duration in lead V4 | Measurement |  |  | 9593 | millisecond | Unit
09 | V4 TpTp AREA | Measurement | V4 TpTp AREA | ECG Lead Mx | X | TpTp wave area in lead V4 | Measurement |  |  | X | Area - microvolts millisecond | ECG Unit
09 | V4 TpTp DUR | Measurement | V4 TpTp DUR | ECG Lead Mx | X | TpTp duration in lead V4 | Measurement |  |  | 9593 | millisecond | Unit
09 | V4 VAT | Measurement | V4 VAT | ECG Lead Mx | X | VAT in lead V4 | Measurement |  |  | 9593 | millisecond | Unit
09 | V5 Pp AREA | Measurement | V5 Pp AREA | ECG Lead Mx | X | Pp wave area in lead V5 | Measurement |  |  | X | Area - microvolts millisecond | ECG Unit
09 | V5 Pp DUR | Measurement | V5 Pp DUR | ECG Lead Mx | X | Pp duration in lead V5 | Measurement |  |  | 9593 | millisecond | Unit
09 | V5 PpPp AREA | Measurement | V5 PpPp AREA | ECG Lead Mx | X | PpPp wave area in lead V5 | Measurement |  |  | X | Area - microvolts millisecond | ECG Unit
09 | V5 PpPp DUR | Measurement | V5 PpPp DUR | ECG Lead Mx | X | PpPp duration in lead V5 | Measurement |  |  | 9593 | millisecond | Unit
09 | V5 PR INT | Measurement | V5 PR INT | ECG Lead Mx | 3011157 | P-R Interval Lead V5 | LOINC Code | 361 | Non-standard to value_as_concept map (OMOP) | 9593 | millisecond | Unit
09 | V5 PR SEG | Measurement | V5 PR SEG | ECG Lead Mx | X | P-R Segment Lead V5 | Measurement |  |  | 9593 | millisecond | Unit
09 | V5 QT INT | Measurement | V5 QT INT | ECG Lead Mx | 3005602 | Q-T interval Lead V5 | LOINC Code | 361 | Non-standard to value_as_concept map (OMOP) | 9593 | millisecond | Unit
09 | V5 ST DUR | Measurement | V5 ST DUR | ECG Lead Mx | X | ST duration in lead V5 | Measurement |  |  | 9593 | millisecond | Unit
09 | V5 ST SHAPE | Measurement | V5 ST SHAPE | ECG Lead Mx | X | ST shape in lead V5 | Measurement
09 | V5 STEND | Measurement | V5 STEND | ECG Lead Mx | 3006124 | ST amplitude.J point+80 ms Lead V5 | LOINC Code | 361 | Non-standard to value_as_concept map (OMOP) | 9461 | bel microvolt | Unit
09 | V5 STMID | Measurement | V5 STMID | ECG Lead Mx | 3008035 | ST amplitude.J point+60 ms Lead V5 | LOINC Code | 361 | Non-standard to value_as_concept map (OMOP) | 9461 | bel microvolt | Unit
09 | V5 Tp AREA | Measurement | V5 Tp AREA | ECG Lead Mx | X | Tp wave area in lead V5 | Measurement |  |  | X | Area - microvolts millisecond | ECG Unit
09 | V5 Tp DUR | Measurement | V5 Tp DUR | ECG Lead Mx | X | Tp duration in lead V5 | Measurement |  |  | 9593 | millisecond | Unit
09 | V5 TpTp AREA | Measurement | V5 TpTp AREA | ECG Lead Mx | X | TpTp wave area in lead V5 | Measurement |  |  | X | Area - microvolts millisecond | ECG Unit
09 | V5 TpTp DUR | Measurement | V5 TpTp DUR | ECG Lead Mx | X | TpTp duration in lead V5 | Measurement |  |  | 9593 | millisecond | Unit
09 | V5 VAT | Measurement | V5 VAT | ECG Lead Mx | X | VAT in lead V5 | Measurement |  |  | 9593 | millisecond | Unit
09 | V6 Pp AREA | Measurement | V6 Pp AREA | ECG Lead Mx | X | Pp wave area in lead V6 | Measurement |  |  | X | Area - microvolts millisecond | ECG Unit
09 | V6 Pp DUR | Measurement | V6 Pp DUR | ECG Lead Mx | X | Pp duration in lead V6 | Measurement |  |  | 9593 | millisecond | Unit
09 | V6 PpPp AREA | Measurement | V6 PpPp AREA | ECG Lead Mx | X | PpPp wave area in lead V6 | Measurement |  |  | X | Area - microvolts millisecond | ECG Unit
09 | V6 PpPp DUR | Measurement | V6 PpPp DUR | ECG Lead Mx | X | PpPp duration in lead V6 | Measurement |  |  | 9593 | millisecond | Unit
09 | V6 PR INT | Measurement | V6 PR INT | ECG Lead Mx | 3012006 | P-R Interval Lead V6 | LOINC Code | 361 | Non-standard to value_as_concept map (OMOP) | 9593 | millisecond | Unit
09 | V6 PR SEG | Measurement | V6 PR SEG | ECG Lead Mx | X | P-R Segment Lead V6 | Measurement |  |  | 9593 | millisecond | Unit
09 | V6 QT INT | Measurement | V6 QT INT | ECG Lead Mx | 3004425 | Q-T interval Lead V6 | LOINC Code | 361 | Non-standard to value_as_concept map (OMOP) | 9593 | millisecond | Unit
09 | V6 ST DUR | Measurement | V6 ST DUR | ECG Lead Mx | X | ST duration in lead V6 | Measurement |  |  | 9593 | millisecond | Unit
09 | V6 ST SHAPE | Measurement | V6 ST SHAPE | ECG Lead Mx | X | ST shape in lead V6 | Measurement
09 | V6 STEND | Measurement | V6 STEND | ECG Lead Mx | 3026525 | ST amplitude.J point+80 ms Lead V6 | LOINC Code | 361 | Non-standard to value_as_concept map (OMOP) | 9461 | bel microvolt | Unit
09 | V6 STMID | Measurement | V6 STMID | ECG Lead Mx | 3014873 | ST amplitude.J point+60 ms Lead V6 | LOINC Code | 361 | Non-standard to value_as_concept map (OMOP) | 9461 | bel microvolt | Unit
09 | V6 Tp AREA | Measurement | V6 Tp AREA | ECG Lead Mx | X | Tp wave area in lead V6 | Measurement |  |  | X | Area - microvolts millisecond | ECG Unit
09 | V6 Tp DUR | Measurement | V6 Tp DUR | ECG Lead Mx | X | Tp duration in lead V6 | Measurement |  |  | 9593 | millisecond | Unit
09 | V6 TpTp AREA | Measurement | V6 TpTp AREA | ECG Lead Mx | X | TpTp wave area in lead V6 | Measurement |  |  | X | Area - microvolts millisecond | ECG Unit
09 | V6 TpTp DUR | Measurement | V6 TpTp DUR | ECG Lead Mx | X | TpTp duration in lead V6 | Measurement |  |  | 9593 | millisecond | Unit
09 | V6 VAT | Measurement | V6 VAT | ECG Lead Mx | X | VAT in lead V6 | Measurement |  |  | 9593 | millisecond | Unit

## MxMap
Criteria | concept.concept_name | concept.domain_id | concept.concept_code | concept.concept_class_id | (MAPTO) concept.concept_id | (MAPTO) concept.concept_name | (MAPTO) concept.concept_class_id | relationship.relationship_id | relationship.relationship_name | (unit_concept_id) concept.concept_id | (unit_concept_id) concept.concept_name | (unit_concept_id) concept.concept_class_id
09 | GLOBAL FIDUCIAL | Measurement | GLOBAL FIDUCIAL | ECG Global Mx | X | Global fiducial point | Measurement |  |  | X | Samples | ECG Unit
09 | GLOBAL HEART RATE | Measurement | GLOBAL HEART RATE | ECG Global Mx | 3027018 | Heart rate | LOINC Code | 361 | Non-standard to value_as_concept map (OMOP) | 4118124 | beats/min | Qualifier Value
09 | GLOBAL P AXIS | Measurement | GLOBAL P AXIS | ECG Global Mx | 3006698 | P wave axis | LOINC Code | 361 | Non-standard to value_as_concept map (OMOP) | 9484 | degree | Unit
09 | GLOBAL POFFSET | Measurement | GLOBAL POFFSET | ECG Global Mx | X | Global P wave offset | Measurement |  |  | X | Samples | ECG Unit
09 | GLOBAL PONSET | Measurement | GLOBAL PONSET | ECG Global Mx | X | Global P wave onset | Measurement |  |  | X | Samples | ECG Unit
09 | GLOBAL PR INT | Measurement | GLOBAL PR INT | ECG Global Mx | 3007794 | P-R Interval | LOINC Code | 361 | Non-standard to value_as_concept map (OMOP) | 9593 | millisecond | Unit
09 | GLOBAL QRS AXIS | Measurement | GLOBAL QRS AXIS | ECG Global Mx | 3006277 | QRS axis | LOINC Code | 361 | Non-standard to value_as_concept map (OMOP) | 9484 | degree | Unit
09 | GLOBAL QRS DUR | Measurement | GLOBAL QRS DUR | ECG Global Mx | 3022022 | QRS duration | LOINC Code | 361 | Non-standard to value_as_concept map (OMOP) | 9593 | millisecond | Unit
09 | GLOBAL QRSOFFSET | Measurement | GLOBAL QRSOFFSET | ECG Global Mx | X | Global QRS offset | Measurement |  |  | X | Samples | ECG Unit
09 | GLOBAL QRSONSET | Measurement | GLOBAL QRSONSET | ECG Global Mx | X | Global QRS onset | Measurement |  |  | X | Samples | ECG Unit
09 | GLOBAL QT | Measurement | GLOBAL QT | ECG Global Mx | 3025809 | Q-T interval | LOINC Code | 361 | Non-standard to value_as_concept map (OMOP) | 9593 | millisecond | Unit
09 | GLOBAL QTc | Measurement | GLOBAL QTc | ECG Global Mx | 3026258 | Q-T interval corrected | LOINC Code | 361 | Non-standard to value_as_concept map (OMOP) | 9593 | millisecond | Unit
09 | GLOBAL T AXIS | Measurement | GLOBAL T AXIS | ECG Global Mx | 3027358 | T wave axis | LOINC Code | 361 | Non-standard to value_as_concept map (OMOP) | 9484 | degree | Unit
09 | GLOBAL TOFFSET | Measurement | GLOBAL TOFFSET | ECG Global Mx | X | Global T wave offset | Measurement |  |  | X | Samples | ECG Unit
09 | GLOBAL TONSET | Measurement | GLOBAL TONSET | ECG Global Mx | X | Global T wave onset | Measurement |  |  | X | Samples | ECG Unit
09 | GLOBAL VCGOFFSET | Measurement | GLOBAL VCGOFFSET | ECG Global Mx | X | Global VCG offset | Measurement |  |  | X | Samples | ECG Unit
09 | GLOBAL VCGONSET | Measurement | GLOBAL VCGONSET | ECG Global Mx | X | Global VCG onset | Measurement |  |  | X | Samples | ECG Unit
09 | MEAN POST RR | Measurement | MEAN POST RR | ECG Global Mx | X | Mean post RR interval | Measurement |  |  | 9593 | millisecond | Unit
09 | MEAN PREV RR | Measurement | MEAN PREV RR | ECG Global Mx | X | Mean previous RR interval | Measurement |  |  | 9593 | millisecond | Unit
09 | MEAN RR | Measurement | MEAN RR | ECG Global Mx | X | Mean RR interval | Measurement |  |  | 9593 | millisecond | Unit
09 | QRS FP AXIS | Measurement | QRS FP AXIS | ECG Global Mx | 3028303 | QRS axis.frontal plane Reference beat | LOINC Code | 361 | Non-standard to value_as_concept map (OMOP) | 9484 | degree | Unit
09 | QRS HP AXIS | Measurement | QRS HP AXIS | ECG Global Mx | 3025448 | QRS axis.horizontal plane Reference beat | LOINC Code | 361 | Non-standard to value_as_concept map (OMOP) | 9484 | degree | Unit
09 | FIDUCIAL | Measurement | FIDUCIAL | ECG Global Mx | X | Fiducial point in samples | Measurement
09 | BPM | Unit | BPM | ECG Unit | 4118124 | beats/min | Qualifier Value
09 | DEGREE | Unit | DEGREE | ECG Unit | 9484 | degree | Unit | 361 | Non-standard to value_as_concept map (OMOP)
09 | FLAG | Unit | FLAG | ECG Unit | X | Boolean flag | ECG Unit
09 | MS | Unit | MS | ECG Unit | 9593 | millisecond | Unit | 361 | Non-standard to value_as_concept map (OMOP)
09 | SAMPLES | Unit | SAMPLES | ECG Unit | X | Samples | ECG Unit
09 | SPS | Unit | SPS | ECG Unit | X | Samples per second | ECG Unit
09 | SYMBOLS | Observation | SYMBOLS | Clinical Observation | X | MIT beat annotation | Clinical Observation
09 | UV | Unit | UV | ECG Unit | 9461 | bel microvolt | Unit | 361 | Non-standard to value_as_concept map (OMOP)
09 | UV per MS | Unit | UV per MS | ECG Unit | X | microvolts per millisecond | ECG Unit
09 | UV-MS | Unit | UV-MS | ECG Unit | X | Area - microvolts millisecond | ECG Unit
09 | aVF F AMP | Measurement | aVF F AMP | ECG Lead Mx | 3010319 | QRS terminal amplitude in lead AVF | LOINC Code | 361 | Non-standard to value_as_concept map (OMOP) | 9461 | bel microvolt | Unit
09 | aVF F AREA | Measurement | aVF F AREA | ECG Lead Mx | X | Terminal area in lead aVF | Measurement |  |  | X | Area - microvolts millisecond | ECG Unit
09 | aVF F DUR | Measurement | aVF F DUR | ECG Lead Mx | X | Terminal duration in lead aVF | Measurement |  |  | 9593 | millisecond | Unit
09 | aVF F OFFSET | Measurement | aVF F OFFSET | ECG Lead Mx | X | Terminal offset in lead aVF | Measurement |  |  | X | Samples | ECG Unit
09 | aVF F ONSET | Measurement | aVF F ONSET | ECG Lead Mx | X | Terminal onset in lead aVF | Measurement |  |  | X | Samples | ECG Unit
09 | aVF F PEAKINDEX | Measurement | aVF F PEAKINDEX | ECG Lead Mx | X | Terminal peak index in lead aVF | Measurement |  |  | X | Samples | ECG Unit
09 | aVF I AMP | Measurement | aVF I AMP | ECG Lead Mx | 3007990 | QRS initial amplitude in lead AVF | LOINC Code | 361 | Non-standard to value_as_concept map (OMOP) | 9461 | bel microvolt | Unit
09 | aVF I AREA | Measurement | aVF I AREA | ECG Lead Mx | X | Initial area in lead aVF | Measurement |  |  | X | Area - microvolts millisecond | ECG Unit
09 | aVF I DUR | Measurement | aVF I DUR | ECG Lead Mx | X | Initial duration in lead aVF | Measurement |  |  | 9593 | millisecond | Unit
09 | aVF I OFFSET | Measurement | aVF I OFFSET | ECG Lead Mx | X | Initial offset in lead aVF | Measurement |  |  | X | Samples | ECG Unit
09 | aVF I ONSET | Measurement | aVF I ONSET | ECG Lead Mx | X | Initial onset in lead aVF | Measurement |  |  | X | Samples | ECG Unit
09 | aVF I PEAKINDEX | Measurement | aVF I PEAKINDEX | ECG Lead Mx | X | Initial peak index in lead aVF | Measurement |  |  | X | Samples | ECG Unit
09 | aVF ISO DELTA | Measurement | aVF ISO DELTA | ECG Lead Mx | X | Isoelectric delta in lead aVF | Measurement |  |  | 9461 | bel microvolt | Unit
09 | aVF NOISE ADJUST | Measurement | aVF NOISE ADJUST | ECG Lead Mx | X | Noise measure adjustment in lead aVF | Measurement
09 | aVF NOISE SWING | Measurement | aVF NOISE SWING | ECG Lead Mx | X | Noise measure swing in lead aVF | Measurement |  |  | 9461 | bel microvolt | Unit
09 | aVF P AMP | Measurement | aVF P AMP | ECG Lead Mx | 3011867 | P wave amplitude in lead AVF | LOINC Code | 361 | Non-standard to value_as_concept map (OMOP) | 9461 | bel microvolt | Unit
09 | aVF P AREA | Measurement | aVF P AREA | ECG Lead Mx | X | P wave area in lead aVF | Measurement |  |  | X | Area - microvolts millisecond | ECG Unit
09 | aVF P DUR | Measurement | aVF P DUR | ECG Lead Mx | 3011864 | P wave duration in lead AVF | LOINC Code | 361 | Non-standard to value_as_concept map (OMOP) | 9593 | millisecond | Unit
09 | aVF Pp AMP | Measurement | aVF Pp AMP | ECG Lead Mx | 3020741 | P' wave amplitude in lead AVF | LOINC Code | 361 | Non-standard to value_as_concept map (OMOP) | 9461 | bel microvolt | Unit
09 | aVF Q AMP | Measurement | aVF Q AMP | ECG Lead Mx | 3019126 | Q wave depth in lead AVF | LOINC Code | 361 | Non-standard to value_as_concept map (OMOP) | 9461 | bel microvolt | Unit
09 | aVF Q AREA | Measurement | aVF Q AREA | ECG Lead Mx | X | Q wave area in lead aVF | Measurement |  |  | X | Area - microvolts millisecond | ECG Unit
09 | aVF Q DUR | Measurement | aVF Q DUR | ECG Lead Mx | 3014095 | Q wave duration in lead AVF | LOINC Code | 361 | Non-standard to value_as_concept map (OMOP) | 9593 | millisecond | Unit
09 | aVF Q OFFSET | Measurement | aVF Q OFFSET | ECG Lead Mx | X | Q wave offset in lead aVF | Measurement |  |  | X | Samples | ECG Unit
09 | aVF Q ONSET | Measurement | aVF Q ONSET | ECG Lead Mx | X | Q wave onset in lead aVF | Measurement |  |  | X | Samples | ECG Unit
09 | aVF Q PEAKINDEX | Measurement | aVF Q PEAKINDEX | ECG Lead Mx | X | Q wave peak index in lead aVF | Measurement |  |  | X | Samples | ECG Unit
09 | aVF QRS AREA | Measurement | aVF QRS AREA | ECG Lead Mx | X | QRS area in lead aVF | Measurement |  |  | X | Area - microvolts millisecond | ECG Unit
09 | aVF QRS DUR | Measurement | aVF QRS DUR | ECG Lead Mx | 3007353 | QRS duration in lead AVF | LOINC Code | 361 | Non-standard to value_as_concept map (OMOP) | 9593 | millisecond | Unit
09 | aVF QRS MORPHOLOGY | Measurement | aVF QRS MORPHOLOGY | ECG Lead Mx | X | QRS morphology in lead aVF | Measurement
09 | aVF QRS PKPK | Measurement | aVF QRS PKPK | ECG Lead Mx | X | QRS swing in lead aVF | Measurement |  |  | 9461 | bel microvolt | Unit
09 | aVF QT | Measurement | aVF QT | ECG Lead Mx | 3009427 | Q-T interval Lead AVF | LOINC Code | 361 | Non-standard to value_as_concept map (OMOP) | 9593 | millisecond | Unit
09 | aVF R AMP | Measurement | aVF R AMP | ECG Lead Mx | 3022916 | R wave amplitude in lead AVF | LOINC Code | 361 | Non-standard to value_as_concept map (OMOP) | 9461 | bel microvolt | Unit
09 | aVF R AREA | Measurement | aVF R AREA | ECG Lead Mx | X | R wave area in lead aVF | Measurement |  |  | X | Area - microvolts millisecond | ECG Unit
09 | aVF R DUR | Measurement | aVF R DUR | ECG Lead Mx | 3036635 | R wave duration in lead AVF | LOINC Code | 361 | Non-standard to value_as_concept map (OMOP) | 9593 | millisecond | Unit
09 | aVF R INTRINSICOID | Measurement | aVF R INTRINSICOID | ECG Lead Mx | X | R wave intrinsicoid in lead aVF | Measurement |  |  | 9593 | millisecond | Unit
09 | aVF R OFFSET | Measurement | aVF R OFFSET | ECG Lead Mx | X | R wave offset in lead aVF | Measurement |  |  | X | Samples | ECG Unit
09 | aVF R ONSET | Measurement | aVF R ONSET | ECG Lead Mx | X | R wave onset in lead aVF | Measurement |  |  | X | Samples | ECG Unit
09 | aVF R PEAKINDEX | Measurement | aVF R PEAKINDEX | ECG Lead Mx | X | R wave peak index in lead aVF | Measurement |  |  | X | Samples | ECG Unit
09 | aVF Rp AMP | Measurement | aVF Rp AMP | ECG Lead Mx | 3010547 | R' wave amplitude in lead AVF | LOINC Code | 361 | Non-standard to value_as_concept map (OMOP) | 9461 | bel microvolt | Unit
09 | aVF Rp AREA | Measurement | aVF Rp AREA | ECG Lead Mx | X | R' wave area in lead aVF | Measurement |  |  | X | Area - microvolts millisecond | ECG Unit
09 | aVF Rp DUR | Measurement | aVF Rp DUR | ECG Lead Mx | 3004586 | R' wave duration in lead AVF | LOINC Code | 361 | Non-standard to value_as_concept map (OMOP) | 9593 | millisecond | Unit
09 | aVF S AMP | Measurement | aVF S AMP | ECG Lead Mx | 3038132 | S wave amplitude in lead AVF | LOINC Code | 361 | Non-standard to value_as_concept map (OMOP) | 9461 | bel microvolt | Unit
09 | aVF S AREA | Measurement | aVF S AREA | ECG Lead Mx | X | S wave area in lead aVF | Measurement |  |  | X | Area - microvolts millisecond | ECG Unit
09 | aVF S DUR | Measurement | aVF S DUR | ECG Lead Mx | 3018289 | S wave duration in lead AVF | LOINC Code | 361 | Non-standard to value_as_concept map (OMOP) | 9593 | millisecond | Unit
09 | aVF S INTRINSICOID | Measurement | aVF S INTRINSICOID | ECG Lead Mx | X | S wave intrinsicoid in lead aVF | Measurement |  |  | 9593 | millisecond | Unit
09 | aVF S OFFSET | Measurement | aVF S OFFSET | ECG Lead Mx | X | S wave offset in lead aVF | Measurement |  |  | X | Samples | ECG Unit
09 | aVF S ONSET | Measurement | aVF S ONSET | ECG Lead Mx | X | S wave onset in lead aVF | Measurement |  |  | X | Samples | ECG Unit
09 | aVF S PEAKINDEX | Measurement | aVF S PEAKINDEX | ECG Lead Mx | X | S wave peak index in lead aVF | Measurement |  |  | X | Samples | ECG Unit
09 | aVF Sp AMP | Measurement | aVF Sp AMP | ECG Lead Mx | 3023278 | S' wave amplitude in lead AVF | LOINC Code | 361 | Non-standard to value_as_concept map (OMOP) | 9461 | bel microvolt | Unit
09 | aVF Sp AREA | Measurement | aVF Sp AREA | ECG Lead Mx | X | S' wave area in lead aVF | Measurement |  |  | X | Area - microvolts millisecond | ECG Unit
09 | aVF Sp DUR | Measurement | aVF Sp DUR | ECG Lead Mx | 3005743 | S' wave duration in lead AVF | LOINC Code | 361 | Non-standard to value_as_concept map (OMOP) | 9593 | millisecond | Unit
09 | aVF ST SLOPE | Measurement | aVF ST SLOPE | ECG Lead Mx | 3005198 | ST slope in lead AVF | LOINC Code | 361 | Non-standard to value_as_concept map (OMOP) | X | microvolts per millisecond | ECG Unit
09 | aVF STJ | Measurement | aVF STJ | ECG Lead Mx | X | ST amplitude.J point lead aVF | Measurement |  |  | 9461 | bel microvolt | Unit
09 | aVF STJ40 | Measurement | aVF STJ40 | ECG Lead Mx | X | ST amplitude.J point+40 ms lead aVF | Measurement |  |  | 9461 | bel microvolt | Unit
09 | aVF STJ60 | Measurement | aVF STJ60 | ECG Lead Mx | 3019957 | ST amplitude.J point+60 ms Lead AVF | LOINC Code | 361 | Non-standard to value_as_concept map (OMOP) | 9461 | bel microvolt | Unit
09 | aVF STJ80 | Measurement | aVF STJ80 | ECG Lead Mx | 3015166 | ST amplitude.J point+80 ms Lead AVF | LOINC Code | 361 | Non-standard to value_as_concept map (OMOP) | 9461 | bel microvolt | Unit
09 | aVF T AMP | Measurement | aVF T AMP | ECG Lead Mx | 3005802 | T wave amplitude in lead AVF | LOINC Code | 361 | Non-standard to value_as_concept map (OMOP) | 9461 | bel microvolt | Unit
09 | aVF T AREA | Measurement | aVF T AREA | ECG Lead Mx | X | T wave area in lead aVF | Measurement |  |  | X | Area - microvolts millisecond | ECG Unit
09 | aVF T DUR | Measurement | aVF T DUR | ECG Lead Mx | X | T wave duration in lead aVF | Measurement |  |  | 9593 | millisecond | Unit
09 | aVF T NOTCH | Measurement | aVF T NOTCH | ECG Lead Mx | X | T wave notch in lead aVF | Measurement
09 | aVF T PKPK | Measurement | aVF T PKPK | ECG Lead Mx | X | T wave swing in lead aVF | Measurement |  |  | 9461 | bel microvolt | Unit
09 | aVF TF AMP | Measurement | aVF TF AMP | ECG Lead Mx | X | T (final) wave amplitude in lead aVF | Measurement |  |  | 9461 | bel microvolt | Unit
09 | aVF TF DUR | Measurement | aVF TF DUR | ECG Lead Mx | X | T (final) wave duration in lead aVF | Measurement |  |  | 9593 | millisecond | Unit
09 | aVF TNEG AMP | Measurement | aVF TNEG AMP | ECG Lead Mx | X | T (negative) wave amplitude in lead aVF | Measurement |  |  | 9461 | bel microvolt | Unit
09 | aVF TNEG DUR | Measurement | aVF TNEG DUR | ECG Lead Mx | X | T (negative) wave duration in lead aVF | Measurement |  |  | 9593 | millisecond | Unit
09 | aVF Tp AMP | Measurement | aVF Tp AMP | ECG Lead Mx | 3008969 | T' wave amplitude in lead AVF | LOINC Code | 361 | Non-standard to value_as_concept map (OMOP) | 9461 | bel microvolt | Unit
09 | aVF TPOS AMP | Measurement | aVF TPOS AMP | ECG Lead Mx | 3005802 | T wave amplitude in lead AVF | LOINC Code | 361 | Non-standard to value_as_concept map (OMOP) | 9461 | bel microvolt | Unit
09 | aVF TPOS DUR | Measurement | aVF TPOS DUR | ECG Lead Mx | X | T (positive) wave duration in lead aVF | Measurement |  |  | 9593 | millisecond | Unit
09 | aVF TPOS1 AMP | Measurement | aVF TPOS1 AMP | ECG Lead Mx | X | T (positive) wave amplitude in lead aVF | Measurement |  |  | 9461 | bel microvolt | Unit
09 | aVF TPOS1 DUR | Measurement | aVF TPOS1 DUR | ECG Lead Mx | X | T (positive) wave duration in lead aVF | Measurement |  |  | 9593 | millisecond | Unit
09 | aVL F AMP | Measurement | aVL F AMP | ECG Lead Mx | 3028262 | QRS terminal amplitude in lead AVL | LOINC Code | 361 | Non-standard to value_as_concept map (OMOP) | 9461 | bel microvolt | Unit
09 | aVL F AREA | Measurement | aVL F AREA | ECG Lead Mx | X | Terminal area in lead aVL | Measurement |  |  | X | Area - microvolts millisecond | ECG Unit
09 | aVL F DUR | Measurement | aVL F DUR | ECG Lead Mx | X | Terminal duration in lead aVL | Measurement |  |  | 9593 | millisecond | Unit
09 | aVL F OFFSET | Measurement | aVL F OFFSET | ECG Lead Mx | X | Terminal offset in lead aVL | Measurement |  |  | X | Samples | ECG Unit
09 | aVL F ONSET | Measurement | aVL F ONSET | ECG Lead Mx | X | Terminal onset in lead aVL | Measurement |  |  | X | Samples | ECG Unit
09 | aVL F PEAKINDEX | Measurement | aVL F PEAKINDEX | ECG Lead Mx | X | Terminal peak index in lead aVL | Measurement |  |  | X | Samples | ECG Unit
09 | aVL I AMP | Measurement | aVL I AMP | ECG Lead Mx | 3006275 | QRS initial amplitude in lead AVL | LOINC Code | 361 | Non-standard to value_as_concept map (OMOP) | 9461 | bel microvolt | Unit
09 | aVL I AREA | Measurement | aVL I AREA | ECG Lead Mx | X | Initial area in lead aVL | Measurement |  |  | X | Area - microvolts millisecond | ECG Unit
09 | aVL I DUR | Measurement | aVL I DUR | ECG Lead Mx | X | Initial duration in lead aVL | Measurement |  |  | 9593 | millisecond | Unit
09 | aVL I OFFSET | Measurement | aVL I OFFSET | ECG Lead Mx | X | Initial offset in lead aVL | Measurement |  |  | X | Samples | ECG Unit
09 | aVL I ONSET | Measurement | aVL I ONSET | ECG Lead Mx | X | Initial onset in lead aVL | Measurement |  |  | X | Samples | ECG Unit
09 | aVL I PEAKINDEX | Measurement | aVL I PEAKINDEX | ECG Lead Mx | X | Initial peak index in lead aVL | Measurement |  |  | X | Samples | ECG Unit
09 | aVL ISO DELTA | Measurement | aVL ISO DELTA | ECG Lead Mx | X | Isoelectric delta in lead aVL | Measurement |  |  | 9461 | bel microvolt | Unit
09 | aVL NOISE ADJUST | Measurement | aVL NOISE ADJUST | ECG Lead Mx | X | Noise measure adjustment in lead aVL | Measurement
09 | aVL NOISE SWING | Measurement | aVL NOISE SWING | ECG Lead Mx | X | Noise measure swing in lead aVL | Measurement |  |  | 9461 | bel microvolt | Unit
09 | aVL P AMP | Measurement | aVL P AMP | ECG Lead Mx | 3006830 | P wave amplitude in lead AVL | LOINC Code | 361 | Non-standard to value_as_concept map (OMOP) | 9461 | bel microvolt | Unit
09 | aVL P AREA | Measurement | aVL P AREA | ECG Lead Mx | X | P wave area in lead aVL | Measurement |  |  | X | Area - microvolts millisecond | ECG Unit
09 | aVL P DUR | Measurement | aVL P DUR | ECG Lead Mx | 3026092 | P wave duration in lead AVL | LOINC Code | 361 | Non-standard to value_as_concept map (OMOP) | 9593 | millisecond | Unit
09 | aVL Pp AMP | Measurement | aVL Pp AMP | ECG Lead Mx | 3005100 | P' wave amplitude in lead AVL | LOINC Code | 361 | Non-standard to value_as_concept map (OMOP) | 9461 | bel microvolt | Unit
09 | aVL Q AMP | Measurement | aVL Q AMP | ECG Lead Mx | 3034822 | Q wave depth in lead AVL | LOINC Code | 361 | Non-standard to value_as_concept map (OMOP) | 9461 | bel microvolt | Unit
09 | aVL Q AREA | Measurement | aVL Q AREA | ECG Lead Mx | X | Q wave area in lead aVL | Measurement |  |  | X | Area - microvolts millisecond | ECG Unit
09 | aVL Q DUR | Measurement | aVL Q DUR | ECG Lead Mx | 3008160 | Q wave duration in lead AVL | LOINC Code | 361 | Non-standard to value_as_concept map (OMOP) | 9593 | millisecond | Unit
09 | aVL Q OFFSET | Measurement | aVL Q OFFSET | ECG Lead Mx | X | Q wave offset in lead aVL | Measurement |  |  | X | Samples | ECG Unit
09 | aVL Q ONSET | Measurement | aVL Q ONSET | ECG Lead Mx | X | Q wave onset in lead aVL | Measurement |  |  | X | Samples | ECG Unit
09 | aVL Q PEAKINDEX | Measurement | aVL Q PEAKINDEX | ECG Lead Mx | X | Q wave peak index in lead aVL | Measurement |  |  | X | Samples | ECG Unit
09 | aVL QRS AREA | Measurement | aVL QRS AREA | ECG Lead Mx | X | QRS area in lead aVL | Measurement |  |  | X | Area - microvolts millisecond | ECG Unit
09 | aVL QRS DUR | Measurement | aVL QRS DUR | ECG Lead Mx | 3008696 | QRS duration in lead AVL | LOINC Code | 361 | Non-standard to value_as_concept map (OMOP) | 9593 | millisecond | Unit
09 | aVL QRS MORPHOLOGY | Measurement | aVL QRS MORPHOLOGY | ECG Lead Mx | X | QRS morphology in lead aVL | Measurement
09 | aVL QRS PKPK | Measurement | aVL QRS PKPK | ECG Lead Mx | X | QRS swing in lead aVL | Measurement |  |  | 9461 | bel microvolt | Unit
09 | aVL QT | Measurement | aVL QT | ECG Lead Mx | 3023137 | Q-T interval Lead AVL | LOINC Code | 361 | Non-standard to value_as_concept map (OMOP) | 9593 | millisecond | Unit
09 | aVL R AMP | Measurement | aVL R AMP | ECG Lead Mx | 3023180 | R wave amplitude in lead AVL | LOINC Code | 361 | Non-standard to value_as_concept map (OMOP) | 9461 | bel microvolt | Unit
09 | aVL R AREA | Measurement | aVL R AREA | ECG Lead Mx | X | R wave area in lead aVL | Measurement |  |  | X | Area - microvolts millisecond | ECG Unit
09 | aVL R DUR | Measurement | aVL R DUR | ECG Lead Mx | 3037163 | R wave duration in lead AVL | LOINC Code | 361 | Non-standard to value_as_concept map (OMOP) | 9593 | millisecond | Unit
09 | aVL R INTRINSICOID | Measurement | aVL R INTRINSICOID | ECG Lead Mx | X | R wave intrinsicoid in lead aVL | Measurement |  |  | 9593 | millisecond | Unit
09 | aVL R OFFSET | Measurement | aVL R OFFSET | ECG Lead Mx | X | R wave offset in lead aVL | Measurement |  |  | X | Samples | ECG Unit
09 | aVL R ONSET | Measurement | aVL R ONSET | ECG Lead Mx | X | R wave onset in lead aVL | Measurement |  |  | X | Samples | ECG Unit
09 | aVL R PEAKINDEX | Measurement | aVL R PEAKINDEX | ECG Lead Mx | X | R wave peak index in lead aVL | Measurement |  |  | X | Samples | ECG Unit
09 | aVL Rp AMP | Measurement | aVL Rp AMP | ECG Lead Mx | 3011080 | R' wave amplitude in lead AVL | LOINC Code | 361 | Non-standard to value_as_concept map (OMOP) | 9461 | bel microvolt | Unit
09 | aVL Rp AREA | Measurement | aVL Rp AREA | ECG Lead Mx | X | R' wave area in lead aVL | Measurement |  |  | X | Area - microvolts millisecond | ECG Unit
09 | aVL Rp DUR | Measurement | aVL Rp DUR | ECG Lead Mx | 3003491 | R' wave duration in lead AVL | LOINC Code | 361 | Non-standard to value_as_concept map (OMOP) | 9593 | millisecond | Unit
09 | aVL S AMP | Measurement | aVL S AMP | ECG Lead Mx | 3033831 | S wave amplitude in lead AVL | LOINC Code | 361 | Non-standard to value_as_concept map (OMOP) | 9461 | bel microvolt | Unit
09 | aVL S AREA | Measurement | aVL S AREA | ECG Lead Mx | X | S wave area in lead aVL | Measurement |  |  | X | Area - microvolts millisecond | ECG Unit
09 | aVL S DUR | Measurement | aVL S DUR | ECG Lead Mx | 3018593 | S wave duration in lead AVL | LOINC Code | 361 | Non-standard to value_as_concept map (OMOP) | 9593 | millisecond | Unit
09 | aVL S INTRINSICOID | Measurement | aVL S INTRINSICOID | ECG Lead Mx | X | S wave intrinsicoid in lead aVL | Measurement |  |  | 9593 | millisecond | Unit
09 | aVL S OFFSET | Measurement | aVL S OFFSET | ECG Lead Mx | X | S wave offset in lead aVL | Measurement |  |  | X | Samples | ECG Unit
09 | aVL S ONSET | Measurement | aVL S ONSET | ECG Lead Mx | X | S wave onset in lead aVL | Measurement |  |  | X | Samples | ECG Unit
09 | aVL S PEAKINDEX | Measurement | aVL S PEAKINDEX | ECG Lead Mx | X | S wave peak index in lead aVL | Measurement |  |  | X | Samples | ECG Unit
09 | aVL Sp AMP | Measurement | aVL Sp AMP | ECG Lead Mx | 3025594 | S' wave amplitude in lead AVL | LOINC Code | 361 | Non-standard to value_as_concept map (OMOP) | 9461 | bel microvolt | Unit
09 | aVL Sp AREA | Measurement | aVL Sp AREA | ECG Lead Mx | X | S' wave area in lead aVL | Measurement |  |  | X | Area - microvolts millisecond | ECG Unit
09 | aVL Sp DUR | Measurement | aVL Sp DUR | ECG Lead Mx | 3027381 | S' wave duration in lead AVL | LOINC Code | 361 | Non-standard to value_as_concept map (OMOP) | 9593 | millisecond | Unit
09 | aVL ST SLOPE | Measurement | aVL ST SLOPE | ECG Lead Mx | 3000206 | ST slope in lead AVL | LOINC Code | 361 | Non-standard to value_as_concept map (OMOP) | X | microvolts per millisecond | ECG Unit
09 | aVL STJ | Measurement | aVL STJ | ECG Lead Mx | X | ST amplitude.J point lead aVL | Measurement |  |  | 9461 | bel microvolt | Unit
09 | aVL STJ40 | Measurement | aVL STJ40 | ECG Lead Mx | X | ST amplitude.J point+40 ms lead aVL | Measurement |  |  | 9461 | bel microvolt | Unit
09 | aVL STJ60 | Measurement | aVL STJ60 | ECG Lead Mx | 3013933 | ST amplitude.J point+60 ms Lead AVL | LOINC Code | 361 | Non-standard to value_as_concept map (OMOP) | 9461 | bel microvolt | Unit
09 | aVL STJ80 | Measurement | aVL STJ80 | ECG Lead Mx | 3008924 | ST amplitude.J point+80 ms Lead AVL | LOINC Code | 361 | Non-standard to value_as_concept map (OMOP) | 9461 | bel microvolt | Unit
09 | aVL T AMP | Measurement | aVL T AMP | ECG Lead Mx | 3027447 | T wave amplitude in lead AVL | LOINC Code | 361 | Non-standard to value_as_concept map (OMOP) | 9461 | bel microvolt | Unit
09 | aVL T AREA | Measurement | aVL T AREA | ECG Lead Mx | X | T wave area in lead aVL | Measurement |  |  | X | Area - microvolts millisecond | ECG Unit
09 | aVL T DUR | Measurement | aVL T DUR | ECG Lead Mx | X | T wave duration in lead aVL | Measurement |  |  | 9593 | millisecond | Unit
09 | aVL T NOTCH | Measurement | aVL T NOTCH | ECG Lead Mx | X | T wave notch in lead aVL | Measurement
09 | aVL T PKPK | Measurement | aVL T PKPK | ECG Lead Mx | X | T wave swing in lead aVL | Measurement |  |  | 9461 | bel microvolt | Unit
09 | aVL TF AMP | Measurement | aVL TF AMP | ECG Lead Mx | X | T (final) wave amplitude in lead aVL | Measurement |  |  | 9461 | bel microvolt | Unit
09 | aVL TF DUR | Measurement | aVL TF DUR | ECG Lead Mx | X | T (final) wave duration in lead aVL | Measurement |  |  | 9593 | millisecond | Unit
09 | aVL TNEG AMP | Measurement | aVL TNEG AMP | ECG Lead Mx | X | T (negative) wave amplitude in lead aVL | Measurement |  |  | 9461 | bel microvolt | Unit
09 | aVL TNEG DUR | Measurement | aVL TNEG DUR | ECG Lead Mx | X | T (negative) wave duration in lead aVL | Measurement |  |  | 9593 | millisecond | Unit
09 | aVL Tp AMP | Measurement | aVL Tp AMP | ECG Lead Mx | 3015565 | T' wave amplitude in lead AVL | LOINC Code | 361 | Non-standard to value_as_concept map (OMOP) | 9461 | bel microvolt | Unit
09 | aVL TPOS AMP | Measurement | aVL TPOS AMP | ECG Lead Mx | 3027447 | T wave amplitude in lead AVL | LOINC Code | 361 | Non-standard to value_as_concept map (OMOP) | 9461 | bel microvolt | Unit
09 | aVL TPOS DUR | Measurement | aVL TPOS DUR | ECG Lead Mx | X | T (positive) wave duration in lead aVL | Measurement |  |  | 9593 | millisecond | Unit
09 | aVL TPOS1 AMP | Measurement | aVL TPOS1 AMP | ECG Lead Mx | X | T (positive) wave amplitude in lead aVL | Measurement |  |  | 9461 | bel microvolt | Unit
09 | aVL TPOS1 DUR | Measurement | aVL TPOS1 DUR | ECG Lead Mx | X | T (positive) wave duration in lead aVL | Measurement |  |  | 9593 | millisecond | Unit
09 | aVR F AMP | Measurement | aVR F AMP | ECG Lead Mx | 3009253 | QRS terminal amplitude in lead AVR | LOINC Code | 361 | Non-standard to value_as_concept map (OMOP) | 9461 | bel microvolt | Unit
09 | aVR F AREA | Measurement | aVR F AREA | ECG Lead Mx | X | Terminal area in lead aVR | Measurement |  |  | X | Area - microvolts millisecond | ECG Unit
09 | aVR F DUR | Measurement | aVR F DUR | ECG Lead Mx | X | Terminal duration in lead aVR | Measurement |  |  | 9593 | millisecond | Unit
09 | aVR F OFFSET | Measurement | aVR F OFFSET | ECG Lead Mx | X | Terminal offset in lead aVR | Measurement |  |  | X | Samples | ECG Unit
09 | aVR F ONSET | Measurement | aVR F ONSET | ECG Lead Mx | X | Terminal onset in lead aVR | Measurement |  |  | X | Samples | ECG Unit
09 | aVR F PEAKINDEX | Measurement | aVR F PEAKINDEX | ECG Lead Mx | X | Terminal peak index in lead aVR | Measurement |  |  | X | Samples | ECG Unit
09 | aVR I AMP | Measurement | aVR I AMP | ECG Lead Mx | 3022020 | QRS initial amplitude in lead AVR | LOINC Code | 361 | Non-standard to value_as_concept map (OMOP) | 9461 | bel microvolt | Unit
09 | aVR I AREA | Measurement | aVR I AREA | ECG Lead Mx | X | Initial area in lead aVR | Measurement |  |  | X | Area - microvolts millisecond | ECG Unit
09 | aVR I DUR | Measurement | aVR I DUR | ECG Lead Mx | X | Initial duration in lead aVR | Measurement |  |  | 9593 | millisecond | Unit
09 | aVR I OFFSET | Measurement | aVR I OFFSET | ECG Lead Mx | X | Initial offset in lead aVR | Measurement |  |  | X | Samples | ECG Unit
09 | aVR I ONSET | Measurement | aVR I ONSET | ECG Lead Mx | X | Initial onset in lead aVR | Measurement |  |  | X | Samples | ECG Unit
09 | aVR I PEAKINDEX | Measurement | aVR I PEAKINDEX | ECG Lead Mx | X | Initial peak index in lead aVR | Measurement |  |  | X | Samples | ECG Unit
09 | aVR ISO DELTA | Measurement | aVR ISO DELTA | ECG Lead Mx | X | Isoelectric delta in lead aVR | Measurement |  |  | 9461 | bel microvolt | Unit
09 | aVR NOISE ADJUST | Measurement | aVR NOISE ADJUST | ECG Lead Mx | X | Noise measure adjustment in lead aVR | Measurement
09 | aVR NOISE SWING | Measurement | aVR NOISE SWING | ECG Lead Mx | X | Noise measure swing in lead aVR | Measurement |  |  | 9461 | bel microvolt | Unit
09 | aVR P AMP | Measurement | aVR P AMP | ECG Lead Mx | 3025534 | P wave amplitude in lead AVR | LOINC Code | 361 | Non-standard to value_as_concept map (OMOP) | 9461 | bel microvolt | Unit
09 | aVR P AREA | Measurement | aVR P AREA | ECG Lead Mx | X | P wave area in lead aVR | Measurement |  |  | X | Area - microvolts millisecond | ECG Unit
09 | aVR P DUR | Measurement | aVR P DUR | ECG Lead Mx | 3012364 | P wave duration in lead AVR | LOINC Code | 361 | Non-standard to value_as_concept map (OMOP) | 9593 | millisecond | Unit
09 | aVR Pp AMP | Measurement | aVR Pp AMP | ECG Lead Mx | 3000038 | P' wave amplitude in lead AVR | LOINC Code | 361 | Non-standard to value_as_concept map (OMOP) | 9461 | bel microvolt | Unit
09 | aVR Q AMP | Measurement | aVR Q AMP | ECG Lead Mx | 3035348 | Q wave depth in lead AVR | LOINC Code | 361 | Non-standard to value_as_concept map (OMOP) | 9461 | bel microvolt | Unit
09 | aVR Q AREA | Measurement | aVR Q AREA | ECG Lead Mx | X | Q wave area in lead aVR | Measurement |  |  | X | Area - microvolts millisecond | ECG Unit
09 | aVR Q DUR | Measurement | aVR Q DUR | ECG Lead Mx | 3015243 | Q wave duration in lead AVR | LOINC Code | 361 | Non-standard to value_as_concept map (OMOP) | 9593 | millisecond | Unit
09 | aVR Q OFFSET | Measurement | aVR Q OFFSET | ECG Lead Mx | X | Q wave offset in lead aVR | Measurement |  |  | X | Samples | ECG Unit
09 | aVR Q ONSET | Measurement | aVR Q ONSET | ECG Lead Mx | X | Q wave onset in lead aVR | Measurement |  |  | X | Samples | ECG Unit
09 | aVR Q PEAKINDEX | Measurement | aVR Q PEAKINDEX | ECG Lead Mx | X | Q wave peak index in lead aVR | Measurement |  |  | X | Samples | ECG Unit
09 | aVR QRS AREA | Measurement | aVR QRS AREA | ECG Lead Mx | X | QRS area in lead aVR | Measurement |  |  | X | Area - microvolts millisecond | ECG Unit
09 | aVR QRS DUR | Measurement | aVR QRS DUR | ECG Lead Mx | 3016790 | QRS duration in lead AVR | LOINC Code | 361 | Non-standard to value_as_concept map (OMOP) | 9593 | millisecond | Unit
09 | aVR QRS MORPHOLOGY | Measurement | aVR QRS MORPHOLOGY | ECG Lead Mx | X | QRS morphology in lead aVR | Measurement
09 | aVR QRS PKPK | Measurement | aVR QRS PKPK | ECG Lead Mx | X | QRS swing in lead aVR | Measurement |  |  | 9461 | bel microvolt | Unit
09 | aVR QT | Measurement | aVR QT | ECG Lead Mx | 3019568 | Q-T interval Lead AVR | LOINC Code | 361 | Non-standard to value_as_concept map (OMOP) | 9593 | millisecond | Unit
09 | aVR R AMP | Measurement | aVR R AMP | ECG Lead Mx | 3000485 | R wave amplitude in lead AVR | LOINC Code | 361 | Non-standard to value_as_concept map (OMOP) | 9461 | bel microvolt | Unit
09 | aVR R AREA | Measurement | aVR R AREA | ECG Lead Mx | X | R wave area in lead aVR | Measurement |  |  | X | Area - microvolts millisecond | ECG Unit
09 | aVR R DUR | Measurement | aVR R DUR | ECG Lead Mx | 3026672 | R wave duration in lead AVR | LOINC Code | 361 | Non-standard to value_as_concept map (OMOP) | 9593 | millisecond | Unit
09 | aVR R INTRINSICOID | Measurement | aVR R INTRINSICOID | ECG Lead Mx | X | R wave intrinsicoid in lead aVR | Measurement |  |  | 9593 | millisecond | Unit
09 | aVR R OFFSET | Measurement | aVR R OFFSET | ECG Lead Mx | X | R wave offset in lead aVR | Measurement |  |  | X | Samples | ECG Unit
09 | aVR R ONSET | Measurement | aVR R ONSET | ECG Lead Mx | X | R wave onset in lead aVR | Measurement |  |  | X | Samples | ECG Unit
09 | aVR R PEAKINDEX | Measurement | aVR R PEAKINDEX | ECG Lead Mx | X | R wave peak index in lead aVR | Measurement |  |  | X | Samples | ECG Unit
09 | aVR Rp AMP | Measurement | aVR Rp AMP | ECG Lead Mx | 3016565 | R' wave amplitude in lead AVR | LOINC Code | 361 | Non-standard to value_as_concept map (OMOP) | 9461 | bel microvolt | Unit
09 | aVR Rp AREA | Measurement | aVR Rp AREA | ECG Lead Mx | X | R' wave area in lead aVR | Measurement |  |  | X | Area - microvolts millisecond | ECG Unit
09 | aVR Rp DUR | Measurement | aVR Rp DUR | ECG Lead Mx | 3003156 | R' wave duration in lead AVR | LOINC Code | 361 | Non-standard to value_as_concept map (OMOP) | 9593 | millisecond | Unit
09 | aVR S AMP | Measurement | aVR S AMP | ECG Lead Mx | 3022112 | S wave amplitude in lead AVR | LOINC Code | 361 | Non-standard to value_as_concept map (OMOP) | 9461 | bel microvolt | Unit
09 | aVR S AREA | Measurement | aVR S AREA | ECG Lead Mx | X | S wave area in lead aVR | Measurement |  |  | X | Area - microvolts millisecond | ECG Unit
09 | aVR S DUR | Measurement | aVR S DUR | ECG Lead Mx | 3018823 | S wave duration in lead AVR | LOINC Code | 361 | Non-standard to value_as_concept map (OMOP) | 9593 | millisecond | Unit
09 | aVR S INTRINSICOID | Measurement | aVR S INTRINSICOID | ECG Lead Mx | X | S wave intrinsicoid in lead aVR | Measurement |  |  | 9593 | millisecond | Unit
09 | aVR S OFFSET | Measurement | aVR S OFFSET | ECG Lead Mx | X | S wave offset in lead aVR | Measurement |  |  | X | Samples | ECG Unit
09 | aVR S ONSET | Measurement | aVR S ONSET | ECG Lead Mx | X | S wave onset in lead aVR | Measurement |  |  | X | Samples | ECG Unit
09 | aVR S PEAKINDEX | Measurement | aVR S PEAKINDEX | ECG Lead Mx | X | S wave peak index in lead aVR | Measurement |  |  | X | Samples | ECG Unit
09 | aVR Sp AMP | Measurement | aVR Sp AMP | ECG Lead Mx | 3016041 | S' wave amplitude in lead AVR | LOINC Code | 361 | Non-standard to value_as_concept map (OMOP) | 9461 | bel microvolt | Unit
09 | aVR Sp AREA | Measurement | aVR Sp AREA | ECG Lead Mx | X | S' wave area in lead aVR | Measurement |  |  | X | Area - microvolts millisecond | ECG Unit
09 | aVR Sp DUR | Measurement | aVR Sp DUR | ECG Lead Mx | 3028525 | S' wave duration in lead AVR | LOINC Code | 361 | Non-standard to value_as_concept map (OMOP) | 9593 | millisecond | Unit
09 | aVR ST SLOPE | Measurement | aVR ST SLOPE | ECG Lead Mx | 3003078 | ST slope in lead AVR | LOINC Code | 361 | Non-standard to value_as_concept map (OMOP) | X | microvolts per millisecond | ECG Unit
09 | aVR STJ | Measurement | aVR STJ | ECG Lead Mx | X | ST amplitude.J point lead aVR | Measurement |  |  | 9461 | bel microvolt | Unit
09 | aVR STJ40 | Measurement | aVR STJ40 | ECG Lead Mx | X | ST amplitude.J point+40 ms lead aVR | Measurement |  |  | 9461 | bel microvolt | Unit
09 | aVR STJ60 | Measurement | aVR STJ60 | ECG Lead Mx | 3012289 | ST amplitude.J point+60 ms Lead AVR | LOINC Code | 361 | Non-standard to value_as_concept map (OMOP) | 9461 | bel microvolt | Unit
09 | aVR STJ80 | Measurement | aVR STJ80 | ECG Lead Mx | 3009175 | ST amplitude.J point+80 ms Lead AVR | LOINC Code | 361 | Non-standard to value_as_concept map (OMOP) | 9461 | bel microvolt | Unit
09 | aVR T AMP | Measurement | aVR T AMP | ECG Lead Mx | 3023934 | T wave amplitude in lead AVR | LOINC Code | 361 | Non-standard to value_as_concept map (OMOP) | 9461 | bel microvolt | Unit
09 | aVR T AREA | Measurement | aVR T AREA | ECG Lead Mx | X | T wave area in lead aVR | Measurement |  |  | X | Area - microvolts millisecond | ECG Unit
09 | aVR T DUR | Measurement | aVR T DUR | ECG Lead Mx | X | T wave duration in lead aVR | Measurement |  |  | 9593 | millisecond | Unit
09 | aVR T NOTCH | Measurement | aVR T NOTCH | ECG Lead Mx | X | T wave notch in lead aVR | Measurement
09 | aVR T PKPK | Measurement | aVR T PKPK | ECG Lead Mx | X | T wave swing in lead aVR | Measurement |  |  | 9461 | bel microvolt | Unit
09 | aVR TF AMP | Measurement | aVR TF AMP | ECG Lead Mx | X | T (final) wave amplitude in lead aVR | Measurement |  |  | 9461 | bel microvolt | Unit
09 | aVR TF DUR | Measurement | aVR TF DUR | ECG Lead Mx | X | T (final) wave duration in lead aVR | Measurement |  |  | 9593 | millisecond | Unit
09 | aVR TNEG AMP | Measurement | aVR TNEG AMP | ECG Lead Mx | X | T (negative) wave amplitude in lead aVR | Measurement |  |  | 9461 | bel microvolt | Unit
09 | aVR TNEG DUR | Measurement | aVR TNEG DUR | ECG Lead Mx | X | T (negative) wave duration in lead aVR | Measurement |  |  | 9593 | millisecond | Unit
09 | aVR Tp AMP | Measurement | aVR Tp AMP | ECG Lead Mx | 3016094 | T' wave amplitude in lead AVR | LOINC Code | 361 | Non-standard to value_as_concept map (OMOP) | 9461 | bel microvolt | Unit
09 | aVR TPOS AMP | Measurement | aVR TPOS AMP | ECG Lead Mx | 3023934 | T wave amplitude in lead AVR | LOINC Code | 361 | Non-standard to value_as_concept map (OMOP) | 9461 | bel microvolt | Unit
09 | aVR TPOS DUR | Measurement | aVR TPOS DUR | ECG Lead Mx | X | T (positive) wave duration in lead aVR | Measurement |  |  | 9593 | millisecond | Unit
09 | aVR TPOS1 AMP | Measurement | aVR TPOS1 AMP | ECG Lead Mx | X | T (positive) wave amplitude in lead aVR | Measurement |  |  | 9461 | bel microvolt | Unit
09 | aVR TPOS1 DUR | Measurement | aVR TPOS1 DUR | ECG Lead Mx | X | T (positive) wave duration in lead aVR | Measurement |  |  | 9593 | millisecond | Unit
09 | I F AMP | Measurement | I F AMP | ECG Lead Mx | 3009858 | QRS terminal amplitude in lead I | LOINC Code | 361 | Non-standard to value_as_concept map (OMOP) | 9461 | bel microvolt | Unit
09 | I F AREA | Measurement | I F AREA | ECG Lead Mx | X | Terminal area in lead I | Measurement |  |  | X | Area - microvolts millisecond | ECG Unit
09 | I F DUR | Measurement | I F DUR | ECG Lead Mx | X | Terminal duration in lead I | Measurement |  |  | 9593 | millisecond | Unit
09 | I F OFFSET | Measurement | I F OFFSET | ECG Lead Mx | X | Terminal offset in lead I | Measurement |  |  | X | Samples | ECG Unit
09 | I F ONSET | Measurement | I F ONSET | ECG Lead Mx | X | Terminal onset in lead I | Measurement |  |  | X | Samples | ECG Unit
09 | I F PEAKINDEX | Measurement | I F PEAKINDEX | ECG Lead Mx | X | Terminal peak index in lead I | Measurement |  |  | X | Samples | ECG Unit
09 | I I AMP | Measurement | I I AMP | ECG Lead Mx | 3025807 | QRS initial amplitude in lead I | LOINC Code | 361 | Non-standard to value_as_concept map (OMOP) | 9461 | bel microvolt | Unit
09 | I I AREA | Measurement | I I AREA | ECG Lead Mx | X | Initial area in lead I | Measurement |  |  | X | Area - microvolts millisecond | ECG Unit
09 | I I DUR | Measurement | I I DUR | ECG Lead Mx | X | Initial duration in lead I | Measurement |  |  | 9593 | millisecond | Unit
09 | I I OFFSET | Measurement | I I OFFSET | ECG Lead Mx | X | Initial offset in lead I | Measurement |  |  | X | Samples | ECG Unit
09 | I I ONSET | Measurement | I I ONSET | ECG Lead Mx | X | Initial onset in lead I | Measurement |  |  | X | Samples | ECG Unit
09 | I I PEAKINDEX | Measurement | I I PEAKINDEX | ECG Lead Mx | X | Initial peak index in lead I | Measurement |  |  | X | Samples | ECG Unit
09 | I ISO DELTA | Measurement | I ISO DELTA | ECG Lead Mx | X | Isoelectric delta in lead I | Measurement |  |  | 9461 | bel microvolt | Unit
09 | I NOISE ADJUST | Measurement | I NOISE ADJUST | ECG Lead Mx | X | Noise measure adjustment in lead I | Measurement
09 | I NOISE SWING | Measurement | I NOISE SWING | ECG Lead Mx | X | Noise measure swing in lead I | Measurement |  |  | 9461 | bel microvolt | Unit
09 | I P AMP | Measurement | I P AMP | ECG Lead Mx | 3024893 | P wave amplitude in lead I | LOINC Code | 361 | Non-standard to value_as_concept map (OMOP) | 9461 | bel microvolt | Unit
09 | I P AREA | Measurement | I P AREA | ECG Lead Mx | X | P wave area in lead I | Measurement |  |  | X | Area - microvolts millisecond | ECG Unit
09 | I P DUR | Measurement | I P DUR | ECG Lead Mx | 3009784 | P wave duration in lead I | LOINC Code | 361 | Non-standard to value_as_concept map (OMOP) | 9593 | millisecond | Unit
09 | I Pp AMP | Measurement | I Pp AMP | ECG Lead Mx | 3002979 | P' wave amplitude in lead I | LOINC Code | 361 | Non-standard to value_as_concept map (OMOP) | 9461 | bel microvolt | Unit
09 | I Q AMP | Measurement | I Q AMP | ECG Lead Mx | 3036176 | Q wave depth in lead I | LOINC Code | 361 | Non-standard to value_as_concept map (OMOP) | 9461 | bel microvolt | Unit
09 | I Q AREA | Measurement | I Q AREA | ECG Lead Mx | X | Q wave area in lead I | Measurement |  |  | X | Area - microvolts millisecond | ECG Unit
09 | I Q DUR | Measurement | I Q DUR | ECG Lead Mx | 3037087 | Q wave duration in lead I | LOINC Code | 361 | Non-standard to value_as_concept map (OMOP) | 9593 | millisecond | Unit
09 | I Q OFFSET | Measurement | I Q OFFSET | ECG Lead Mx | X | Q wave offset in lead I | Measurement |  |  | X | Samples | ECG Unit
09 | I Q ONSET | Measurement | I Q ONSET | ECG Lead Mx | X | Q wave onset in lead I | Measurement |  |  | X | Samples | ECG Unit
09 | I Q PEAKINDEX | Measurement | I Q PEAKINDEX | ECG Lead Mx | X | Q wave peak index in lead I | Measurement |  |  | X | Samples | ECG Unit
09 | I QRS AREA | Measurement | I QRS AREA | ECG Lead Mx | X | QRS area in lead I | Measurement |  |  | X | Area - microvolts millisecond | ECG Unit
09 | I QRS DUR | Measurement | I QRS DUR | ECG Lead Mx | 3017331 | QRS duration in lead I | LOINC Code | 361 | Non-standard to value_as_concept map (OMOP) | 9593 | millisecond | Unit
09 | I QRS MORPHOLOGY | Measurement | I QRS MORPHOLOGY | ECG Lead Mx | X | QRS morphology in lead I | Measurement
09 | I QRS PKPK | Measurement | I QRS PKPK | ECG Lead Mx | X | QRS swing in lead I | Measurement |  |  | 9461 | bel microvolt | Unit
09 | I QT | Measurement | I QT | ECG Lead Mx | 3019502 | Q-T interval Lead I | LOINC Code | 361 | Non-standard to value_as_concept map (OMOP) | 9593 | millisecond | Unit
09 | I R AMP | Measurement | I R AMP | ECG Lead Mx | 3003739 | R wave amplitude in lead I | LOINC Code | 361 | Non-standard to value_as_concept map (OMOP) | 9461 | bel microvolt | Unit
09 | I R AREA | Measurement | I R AREA | ECG Lead Mx | X | R wave area in lead I | Measurement |  |  | X | Area - microvolts millisecond | ECG Unit
09 | I R DUR | Measurement | I R DUR | ECG Lead Mx | 3027200 | R wave duration in lead I | LOINC Code | 361 | Non-standard to value_as_concept map (OMOP) | 9593 | millisecond | Unit
09 | I R INTRINSICOID | Measurement | I R INTRINSICOID | ECG Lead Mx | X | R wave intrinsicoid in lead I | Measurement |  |  | 9593 | millisecond | Unit
09 | I R OFFSET | Measurement | I R OFFSET | ECG Lead Mx | X | R wave offset in lead I | Measurement |  |  | X | Samples | ECG Unit
09 | I R ONSET | Measurement | I R ONSET | ECG Lead Mx | X | R wave onset in lead I | Measurement |  |  | X | Samples | ECG Unit
09 | I R PEAKINDEX | Measurement | I R PEAKINDEX | ECG Lead Mx | X | R wave peak index in lead I | Measurement |  |  | X | Samples | ECG Unit
09 | I Rp AMP | Measurement | I Rp AMP | ECG Lead Mx | 3022197 | R' wave amplitude in lead I | LOINC Code | 361 | Non-standard to value_as_concept map (OMOP) | 9461 | bel microvolt | Unit
09 | I Rp AREA | Measurement | I Rp AREA | ECG Lead Mx | X | R' wave area in lead I | Measurement |  |  | X | Area - microvolts millisecond | ECG Unit
09 | I Rp DUR | Measurement | I Rp DUR | ECG Lead Mx | 3001993 | R' wave duration in lead I | LOINC Code | 361 | Non-standard to value_as_concept map (OMOP) | 9593 | millisecond | Unit
09 | I S AMP | Measurement | I S AMP | ECG Lead Mx | 3012698 | S wave amplitude in lead I | LOINC Code | 361 | Non-standard to value_as_concept map (OMOP) | 9461 | bel microvolt | Unit
09 | I S AREA | Measurement | I S AREA | ECG Lead Mx | X | S wave area in lead I | Measurement |  |  | X | Area - microvolts millisecond | ECG Unit
09 | I S DUR | Measurement | I S DUR | ECG Lead Mx | 3004962 | S wave duration in lead I | LOINC Code | 361 | Non-standard to value_as_concept map (OMOP) | 9593 | millisecond | Unit
09 | I S INTRINSICOID | Measurement | I S INTRINSICOID | ECG Lead Mx | X | S wave intrinsicoid in lead I | Measurement |  |  | 9593 | millisecond | Unit
09 | I S OFFSET | Measurement | I S OFFSET | ECG Lead Mx | X | S wave offset in lead I | Measurement |  |  | X | Samples | ECG Unit
09 | I S ONSET | Measurement | I S ONSET | ECG Lead Mx | X | S wave onset in lead I | Measurement |  |  | X | Samples | ECG Unit
09 | I S PEAKINDEX | Measurement | I S PEAKINDEX | ECG Lead Mx | X | S wave peak index in lead I | Measurement |  |  | X | Samples | ECG Unit
09 | I Sp AMP | Measurement | I Sp AMP | ECG Lead Mx | 3016333 | S' wave amplitude in lead I | LOINC Code | 361 | Non-standard to value_as_concept map (OMOP) | 9461 | bel microvolt | Unit
09 | I Sp AREA | Measurement | I Sp AREA | ECG Lead Mx | X | S' wave area in lead I | Measurement |  |  | X | Area - microvolts millisecond | ECG Unit
09 | I Sp DUR | Measurement | I Sp DUR | ECG Lead Mx | 3024162 | S' wave duration in lead I | LOINC Code | 361 | Non-standard to value_as_concept map (OMOP) | 9593 | millisecond | Unit
09 | I ST SLOPE | Measurement | I ST SLOPE | ECG Lead Mx | 3001895 | ST slope in lead I | LOINC Code | 361 | Non-standard to value_as_concept map (OMOP) | X | microvolts per millisecond | ECG Unit
09 | I STJ | Measurement | I STJ | ECG Lead Mx | X | ST amplitude.J point lead I | Measurement |  |  | 9461 | bel microvolt | Unit
09 | I STJ40 | Measurement | I STJ40 | ECG Lead Mx | X | ST amplitude.J point+40 ms lead I | Measurement |  |  | 9461 | bel microvolt | Unit
09 | I STJ60 | Measurement | I STJ60 | ECG Lead Mx | 3017487 | ST amplitude.J point+60 ms Lead I | LOINC Code | 361 | Non-standard to value_as_concept map (OMOP) | 9461 | bel microvolt | Unit
09 | I STJ80 | Measurement | I STJ80 | ECG Lead Mx | 3014402 | ST amplitude.J point+80 ms Lead I | LOINC Code | 361 | Non-standard to value_as_concept map (OMOP) | 9461 | bel microvolt | Unit
09 | I T AMP | Measurement | I T AMP | ECG Lead Mx | 3024463 | T wave amplitude in lead I | LOINC Code | 361 | Non-standard to value_as_concept map (OMOP) | 9461 | bel microvolt | Unit
09 | I T AREA | Measurement | I T AREA | ECG Lead Mx | X | T wave area in lead I | Measurement |  |  | X | Area - microvolts millisecond | ECG Unit
09 | I T DUR | Measurement | I T DUR | ECG Lead Mx | X | T wave duration in lead I | Measurement |  |  | 9593 | millisecond | Unit
09 | I T NOTCH | Measurement | I T NOTCH | ECG Lead Mx | X | T wave notch in lead I | Measurement
09 | I T PKPK | Measurement | I T PKPK | ECG Lead Mx | X | T wave swing in lead I | Measurement |  |  | 9461 | bel microvolt | Unit
09 | I TF AMP | Measurement | I TF AMP | ECG Lead Mx | X | T (final) wave amplitude in lead I | Measurement |  |  | 9461 | bel microvolt | Unit
09 | I TF DUR | Measurement | I TF DUR | ECG Lead Mx | X | T (final) wave duration in lead I | Measurement |  |  | 9593 | millisecond | Unit
09 | I TNEG AMP | Measurement | I TNEG AMP | ECG Lead Mx | X | T (negative) wave amplitude in lead I | Measurement |  |  | 9461 | bel microvolt | Unit
09 | I TNEG DUR | Measurement | I TNEG DUR | ECG Lead Mx | X | T (negative) wave duration in lead I | Measurement |  |  | 9593 | millisecond | Unit
09 | I Tp AMP | Measurement | I Tp AMP | ECG Lead Mx | 3016315 | T' wave amplitude in lead I | LOINC Code | 361 | Non-standard to value_as_concept map (OMOP) | 9461 | bel microvolt | Unit
09 | I TPOS AMP | Measurement | I TPOS AMP | ECG Lead Mx | 3024463 | T wave amplitude in lead I | LOINC Code | 361 | Non-standard to value_as_concept map (OMOP) | 9461 | bel microvolt | Unit
09 | I TPOS DUR | Measurement | I TPOS DUR | ECG Lead Mx | X | T (positive) wave duration in lead I | Measurement |  |  | 9593 | millisecond | Unit
09 | I TPOS1 AMP | Measurement | I TPOS1 AMP | ECG Lead Mx | X | T (positive) wave amplitude in lead I | Measurement |  |  | 9461 | bel microvolt | Unit
09 | I TPOS1 DUR | Measurement | I TPOS1 DUR | ECG Lead Mx | X | T (positive) wave duration in lead I | Measurement |  |  | 9593 | millisecond | Unit
09 | II F AMP | Measurement | II F AMP | ECG Lead Mx | 3015593 | QRS terminal amplitude in lead II | LOINC Code | 361 | Non-standard to value_as_concept map (OMOP) | 9461 | bel microvolt | Unit
09 | II F AREA | Measurement | II F AREA | ECG Lead Mx | X | Terminal area in lead II | Measurement |  |  | X | Area - microvolts millisecond | ECG Unit
09 | II F DUR | Measurement | II F DUR | ECG Lead Mx | X | Terminal duration in lead II | Measurement |  |  | 9593 | millisecond | Unit
09 | II F OFFSET | Measurement | II F OFFSET | ECG Lead Mx | X | Terminal offset in lead II | Measurement |  |  | X | Samples | ECG Unit
09 | II F ONSET | Measurement | II F ONSET | ECG Lead Mx | X | Terminal onset in lead II | Measurement |  |  | X | Samples | ECG Unit
09 | II F PEAKINDEX | Measurement | II F PEAKINDEX | ECG Lead Mx | X | Terminal peak index in lead II | Measurement |  |  | X | Samples | ECG Unit
09 | II I AMP | Measurement | II I AMP | ECG Lead Mx | 3025713 | QRS initial amplitude in lead II | LOINC Code | 361 | Non-standard to value_as_concept map (OMOP) | 9461 | bel microvolt | Unit
09 | II I AREA | Measurement | II I AREA | ECG Lead Mx | X | Initial area in lead II | Measurement |  |  | X | Area - microvolts millisecond | ECG Unit
09 | II I DUR | Measurement | II I DUR | ECG Lead Mx | X | Initial duration in lead II | Measurement |  |  | 9593 | millisecond | Unit
09 | II I OFFSET | Measurement | II I OFFSET | ECG Lead Mx | X | Initial offset in lead II | Measurement |  |  | X | Samples | ECG Unit
09 | II I ONSET | Measurement | II I ONSET | ECG Lead Mx | X | Initial onset in lead II | Measurement |  |  | X | Samples | ECG Unit
09 | II I PEAKINDEX | Measurement | II I PEAKINDEX | ECG Lead Mx | X | Initial peak index in lead II | Measurement |  |  | X | Samples | ECG Unit
09 | II ISO DELTA | Measurement | II ISO DELTA | ECG Lead Mx | X | Isoelectric delta in lead II | Measurement |  |  | 9461 | bel microvolt | Unit
09 | II NOISE ADJUST | Measurement | II NOISE ADJUST | ECG Lead Mx | X | Noise measure adjustment in lead II | Measurement
09 | II NOISE SWING | Measurement | II NOISE SWING | ECG Lead Mx | X | Noise measure swing in lead II | Measurement |  |  | 9461 | bel microvolt | Unit
09 | II P AMP | Measurement | II P AMP | ECG Lead Mx | 3025405 | P wave amplitude in lead II | LOINC Code | 361 | Non-standard to value_as_concept map (OMOP) | 9461 | bel microvolt | Unit
09 | II P AREA | Measurement | II P AREA | ECG Lead Mx | X | P wave area in lead II | Measurement |  |  | X | Area - microvolts millisecond | ECG Unit
09 | II P DUR | Measurement | II P DUR | ECG Lead Mx | 3023622 | P wave duration in lead II | LOINC Code | 361 | Non-standard to value_as_concept map (OMOP) | 9593 | millisecond | Unit
09 | II Pp AMP | Measurement | II Pp AMP | ECG Lead Mx | 3001868 | P' wave amplitude in lead II | LOINC Code | 361 | Non-standard to value_as_concept map (OMOP) | 9461 | bel microvolt | Unit
09 | II Q AMP | Measurement | II Q AMP | ECG Lead Mx | 3009332 | Q wave depth in lead II | LOINC Code | 361 | Non-standard to value_as_concept map (OMOP) | 9461 | bel microvolt | Unit
09 | II Q AREA | Measurement | II Q AREA | ECG Lead Mx | X | Q wave area in lead II | Measurement |  |  | X | Area - microvolts millisecond | ECG Unit
09 | II Q DUR | Measurement | II Q DUR | ECG Lead Mx | 3020600 | Q wave duration in lead II | LOINC Code | 361 | Non-standard to value_as_concept map (OMOP) | 9593 | millisecond | Unit
09 | II Q OFFSET | Measurement | II Q OFFSET | ECG Lead Mx | X | Q wave offset in lead II | Measurement |  |  | X | Samples | ECG Unit
09 | II Q ONSET | Measurement | II Q ONSET | ECG Lead Mx | X | Q wave onset in lead II | Measurement |  |  | X | Samples | ECG Unit
09 | II Q PEAKINDEX | Measurement | II Q PEAKINDEX | ECG Lead Mx | X | Q wave peak index in lead II | Measurement |  |  | X | Samples | ECG Unit
09 | II QRS AREA | Measurement | II QRS AREA | ECG Lead Mx | X | QRS area in lead II | Measurement |  |  | X | Area - microvolts millisecond | ECG Unit
09 | II QRS DUR | Measurement | II QRS DUR | ECG Lead Mx | 3017568 | QRS duration in lead II | LOINC Code | 361 | Non-standard to value_as_concept map (OMOP) | 9593 | millisecond | Unit
09 | II QRS MORPHOLOGY | Measurement | II QRS MORPHOLOGY | ECG Lead Mx | X | QRS morphology in lead II | Measurement
09 | II QRS PKPK | Measurement | II QRS PKPK | ECG Lead Mx | X | QRS swing in lead II | Measurement |  |  | 9461 | bel microvolt | Unit
09 | II QT | Measurement | II QT | ECG Lead Mx | 3004627 | Q-T interval Lead II | LOINC Code | 361 | Non-standard to value_as_concept map (OMOP) | 9593 | millisecond | Unit
09 | II R AMP | Measurement | II R AMP | ECG Lead Mx | 3002640 | R wave amplitude in lead II | LOINC Code | 361 | Non-standard to value_as_concept map (OMOP) | 9461 | bel microvolt | Unit
09 | II R AREA | Measurement | II R AREA | ECG Lead Mx | X | R wave area in lead II | Measurement |  |  | X | Area - microvolts millisecond | ECG Unit
09 | II R DUR | Measurement | II R DUR | ECG Lead Mx | 3010930 | R wave duration in lead II | LOINC Code | 361 | Non-standard to value_as_concept map (OMOP) | 9593 | millisecond | Unit
09 | II R INTRINSICOID | Measurement | II R INTRINSICOID | ECG Lead Mx | X | R wave intrinsicoid in lead II | Measurement |  |  | 9593 | millisecond | Unit
09 | II R OFFSET | Measurement | II R OFFSET | ECG Lead Mx | X | R wave offset in lead II | Measurement |  |  | X | Samples | ECG Unit
09 | II R ONSET | Measurement | II R ONSET | ECG Lead Mx | X | R wave onset in lead II | Measurement |  |  | X | Samples | ECG Unit
09 | II R PEAKINDEX | Measurement | II R PEAKINDEX | ECG Lead Mx | X | R wave peak index in lead II | Measurement |  |  | X | Samples | ECG Unit
09 | II Rp AMP | Measurement | II Rp AMP | ECG Lead Mx | 3023215 | R' wave amplitude in lead II | LOINC Code | 361 | Non-standard to value_as_concept map (OMOP) | 9461 | bel microvolt | Unit
09 | II Rp AREA | Measurement | II Rp AREA | ECG Lead Mx | X | R' wave area in lead II | Measurement |  |  | X | Area - microvolts millisecond | ECG Unit
09 | II Rp DUR | Measurement | II Rp DUR | ECG Lead Mx | 3020976 | R' wave duration in lead II | LOINC Code | 361 | Non-standard to value_as_concept map (OMOP) | 9593 | millisecond | Unit
09 | II S AMP | Measurement | II S AMP | ECG Lead Mx | 3015703 | S wave amplitude in lead II | LOINC Code | 361 | Non-standard to value_as_concept map (OMOP) | 9461 | bel microvolt | Unit
09 | II S AREA | Measurement | II S AREA | ECG Lead Mx | X | S wave area in lead II | Measurement |  |  | X | Area - microvolts millisecond | ECG Unit
09 | II S DUR | Measurement | II S DUR | ECG Lead Mx | 3012847 | S wave duration in lead II | LOINC Code | 361 | Non-standard to value_as_concept map (OMOP) | 9593 | millisecond | Unit
09 | II S INTRINSICOID | Measurement | II S INTRINSICOID | ECG Lead Mx | X | S wave intrinsicoid in lead II | Measurement |  |  | 9593 | millisecond | Unit
09 | II S OFFSET | Measurement | II S OFFSET | ECG Lead Mx | X | S wave offset in lead II | Measurement |  |  | X | Samples | ECG Unit
09 | II S ONSET | Measurement | II S ONSET | ECG Lead Mx | X | S wave onset in lead II | Measurement |  |  | X | Samples | ECG Unit
09 | II S PEAKINDEX | Measurement | II S PEAKINDEX | ECG Lead Mx | X | S wave peak index in lead II | Measurement |  |  | X | Samples | ECG Unit
09 | II Sp AMP | Measurement | II Sp AMP | ECG Lead Mx | 3008226 | S' wave amplitude in lead II | LOINC Code | 361 | Non-standard to value_as_concept map (OMOP) | 9461 | bel microvolt | Unit
09 | II Sp AREA | Measurement | II Sp AREA | ECG Lead Mx | X | S' wave area in lead II | Measurement |  |  | X | Area - microvolts millisecond | ECG Unit
09 | II Sp DUR | Measurement | II Sp DUR | ECG Lead Mx | 3024999 | S' wave duration in lead II | LOINC Code | 361 | Non-standard to value_as_concept map (OMOP) | 9593 | millisecond | Unit
09 | II ST SLOPE | Measurement | II ST SLOPE | ECG Lead Mx | 3000583 | ST slope in lead II | LOINC Code | 361 | Non-standard to value_as_concept map (OMOP) | X | microvolts per millisecond | ECG Unit
09 | II STJ | Measurement | II STJ | ECG Lead Mx | X | ST amplitude.J point lead II | Measurement |  |  | 9461 | bel microvolt | Unit
09 | II STJ40 | Measurement | II STJ40 | ECG Lead Mx | X | ST amplitude.J point+40 ms lead II | Measurement |  |  | 9461 | bel microvolt | Unit
09 | II STJ60 | Measurement | II STJ60 | ECG Lead Mx | 3035117 | ST amplitude.J point+60 ms Lead II | LOINC Code | 361 | Non-standard to value_as_concept map (OMOP) | 9461 | bel microvolt | Unit
09 | II STJ80 | Measurement | II STJ80 | ECG Lead Mx | 3008999 | ST amplitude.J point+80 ms Lead II | LOINC Code | 361 | Non-standard to value_as_concept map (OMOP) | 9461 | bel microvolt | Unit
09 | II T AMP | Measurement | II T AMP | ECG Lead Mx | 3025057 | T wave amplitude in lead II | LOINC Code | 361 | Non-standard to value_as_concept map (OMOP) | 9461 | bel microvolt | Unit
09 | II T AREA | Measurement | II T AREA | ECG Lead Mx | X | T wave area in lead II | Measurement |  |  | X | Area - microvolts millisecond | ECG Unit
09 | II T DUR | Measurement | II T DUR | ECG Lead Mx | X | T wave duration in lead II | Measurement |  |  | 9593 | millisecond | Unit
09 | II T NOTCH | Measurement | II T NOTCH | ECG Lead Mx | X | T wave notch in lead II | Measurement
09 | II T PKPK | Measurement | II T PKPK | ECG Lead Mx | X | T wave swing in lead II | Measurement |  |  | 9461 | bel microvolt | Unit
09 | II TF AMP | Measurement | II TF AMP | ECG Lead Mx | X | T (final) wave amplitude in lead II | Measurement |  |  | 9461 | bel microvolt | Unit
09 | II TF DUR | Measurement | II TF DUR | ECG Lead Mx | X | T (final) wave duration in lead II | Measurement |  |  | 9593 | millisecond | Unit
09 | II TNEG AMP | Measurement | II TNEG AMP | ECG Lead Mx | X | T (negative) wave amplitude in lead II | Measurement |  |  | 9461 | bel microvolt | Unit
09 | II TNEG DUR | Measurement | II TNEG DUR | ECG Lead Mx | X | T (negative) wave duration in lead II | Measurement |  |  | 9593 | millisecond | Unit
09 | II Tp AMP | Measurement | II Tp AMP | ECG Lead Mx | 3008291 | T' wave amplitude in lead II | LOINC Code | 361 | Non-standard to value_as_concept map (OMOP) | 9461 | bel microvolt | Unit
09 | II TPOS AMP | Measurement | II TPOS AMP | ECG Lead Mx | 3025057 | T wave amplitude in lead II | LOINC Code | 361 | Non-standard to value_as_concept map (OMOP) | 9461 | bel microvolt | Unit
09 | II TPOS DUR | Measurement | II TPOS DUR | ECG Lead Mx | X | T (positive) wave duration in lead II | Measurement |  |  | 9593 | millisecond | Unit
09 | II TPOS1 AMP | Measurement | II TPOS1 AMP | ECG Lead Mx | X | T (positive) wave amplitude in lead II | Measurement |  |  | 9461 | bel microvolt | Unit
09 | II TPOS1 DUR | Measurement | II TPOS1 DUR | ECG Lead Mx | X | T (positive) wave duration in lead II | Measurement |  |  | 9593 | millisecond | Unit
09 | III F AMP | Measurement | III F AMP | ECG Lead Mx | 3019351 | QRS terminal amplitude in lead III | LOINC Code | 361 | Non-standard to value_as_concept map (OMOP) | 9461 | bel microvolt | Unit
09 | III F AREA | Measurement | III F AREA | ECG Lead Mx | X | Terminal area in lead III | Measurement |  |  | X | Area - microvolts millisecond | ECG Unit
09 | III F DUR | Measurement | III F DUR | ECG Lead Mx | X | Terminal duration in lead III | Measurement |  |  | 9593 | millisecond | Unit
09 | III F OFFSET | Measurement | III F OFFSET | ECG Lead Mx | X | Terminal offset in lead III | Measurement |  |  | X | Samples | ECG Unit
09 | III F ONSET | Measurement | III F ONSET | ECG Lead Mx | X | Terminal onset in lead III | Measurement |  |  | X | Samples | ECG Unit
09 | III F PEAKINDEX | Measurement | III F PEAKINDEX | ECG Lead Mx | X | Terminal peak index in lead III | Measurement |  |  | X | Samples | ECG Unit
09 | III I AMP | Measurement | III I AMP | ECG Lead Mx | 3026256 | QRS initial amplitude in lead III | LOINC Code | 361 | Non-standard to value_as_concept map (OMOP) | 9461 | bel microvolt | Unit
09 | III I AREA | Measurement | III I AREA | ECG Lead Mx | X | Initial area in lead III | Measurement |  |  | X | Area - microvolts millisecond | ECG Unit
09 | III I DUR | Measurement | III I DUR | ECG Lead Mx | X | Initial duration in lead III | Measurement |  |  | 9593 | millisecond | Unit
09 | III I OFFSET | Measurement | III I OFFSET | ECG Lead Mx | X | Initial offset in lead III | Measurement |  |  | X | Samples | ECG Unit
09 | III I ONSET | Measurement | III I ONSET | ECG Lead Mx | X | Initial onset in lead III | Measurement |  |  | X | Samples | ECG Unit
09 | III I PEAKINDEX | Measurement | III I PEAKINDEX | ECG Lead Mx | X | Initial peak index in lead III | Measurement |  |  | X | Samples | ECG Unit
09 | III ISO DELTA | Measurement | III ISO DELTA | ECG Lead Mx | X | Isoelectric delta in lead III | Measurement |  |  | 9461 | bel microvolt | Unit
09 | III NOISE ADJUST | Measurement | III NOISE ADJUST | ECG Lead Mx | X | Noise measure adjustment in lead III | Measurement
09 | III NOISE SWING | Measurement | III NOISE SWING | ECG Lead Mx | X | Noise measure swing in lead III | Measurement |  |  | 9461 | bel microvolt | Unit
09 | III P AMP | Measurement | III P AMP | ECG Lead Mx | 3026247 | P wave amplitude in lead III | LOINC Code | 361 | Non-standard to value_as_concept map (OMOP) | 9461 | bel microvolt | Unit
09 | III P AREA | Measurement | III P AREA | ECG Lead Mx | X | P wave area in lead III | Measurement |  |  | X | Area - microvolts millisecond | ECG Unit
09 | III P DUR | Measurement | III P DUR | ECG Lead Mx | 3019852 | P wave duration in lead III | LOINC Code | 361 | Non-standard to value_as_concept map (OMOP) | 9593 | millisecond | Unit
09 | III Pp AMP | Measurement | III Pp AMP | ECG Lead Mx | 3000537 | P' wave amplitude in lead III | LOINC Code | 361 | Non-standard to value_as_concept map (OMOP) | 9461 | bel microvolt | Unit
09 | III Q AMP | Measurement | III Q AMP | ECG Lead Mx | 3001472 | Q wave depth in lead III | LOINC Code | 361 | Non-standard to value_as_concept map (OMOP) | 9461 | bel microvolt | Unit
09 | III Q AREA | Measurement | III Q AREA | ECG Lead Mx | X | Q wave area in lead III | Measurement |  |  | X | Area - microvolts millisecond | ECG Unit
09 | III Q DUR | Measurement | III Q DUR | ECG Lead Mx | 3009543 | Q wave duration in lead III | LOINC Code | 361 | Non-standard to value_as_concept map (OMOP) | 9593 | millisecond | Unit
09 | III Q OFFSET | Measurement | III Q OFFSET | ECG Lead Mx | X | Q wave offset in lead III | Measurement |  |  | X | Samples | ECG Unit
09 | III Q ONSET | Measurement | III Q ONSET | ECG Lead Mx | X | Q wave onset in lead III | Measurement |  |  | X | Samples | ECG Unit
09 | III Q PEAKINDEX | Measurement | III Q PEAKINDEX | ECG Lead Mx | X | Q wave peak index in lead III | Measurement |  |  | X | Samples | ECG Unit
09 | III QRS AREA | Measurement | III QRS AREA | ECG Lead Mx | X | QRS area in lead III | Measurement |  |  | X | Area - microvolts millisecond | ECG Unit
09 | III QRS DUR | Measurement | III QRS DUR | ECG Lead Mx | 3004698 | QRS duration in lead III | LOINC Code | 361 | Non-standard to value_as_concept map (OMOP) | 9593 | millisecond | Unit
09 | III QRS MORPHOLOGY | Measurement | III QRS MORPHOLOGY | ECG Lead Mx | X | QRS morphology in lead III | Measurement
09 | III QRS PKPK | Measurement | III QRS PKPK | ECG Lead Mx | X | QRS swing in lead III | Measurement |  |  | 9461 | bel microvolt | Unit
09 | III QT | Measurement | III QT | ECG Lead Mx | 3004307 | Q-T interval Lead III | LOINC Code | 361 | Non-standard to value_as_concept map (OMOP) | 9593 | millisecond | Unit
09 | III R AMP | Measurement | III R AMP | ECG Lead Mx | 3022797 | R wave amplitude in lead III | LOINC Code | 361 | Non-standard to value_as_concept map (OMOP) | 9461 | bel microvolt | Unit
09 | III R AREA | Measurement | III R AREA | ECG Lead Mx | X | R wave area in lead III | Measurement |  |  | X | Area - microvolts millisecond | ECG Unit
09 | III R DUR | Measurement | III R DUR | ECG Lead Mx | 3028561 | R wave duration in lead III | LOINC Code | 361 | Non-standard to value_as_concept map (OMOP) | 9593 | millisecond | Unit
09 | III R INTRINSICOID | Measurement | III R INTRINSICOID | ECG Lead Mx | X | R wave intrinsicoid in lead III | Measurement |  |  | 9593 | millisecond | Unit
09 | III R OFFSET | Measurement | III R OFFSET | ECG Lead Mx | X | R wave offset in lead III | Measurement |  |  | X | Samples | ECG Unit
09 | III R ONSET | Measurement | III R ONSET | ECG Lead Mx | X | R wave onset in lead III | Measurement |  |  | X | Samples | ECG Unit
09 | III R PEAKINDEX | Measurement | III R PEAKINDEX | ECG Lead Mx | X | R wave peak index in lead III | Measurement |  |  | X | Samples | ECG Unit
09 | III Rp AMP | Measurement | III Rp AMP | ECG Lead Mx | 3023438 | R' wave amplitude in lead III | LOINC Code | 361 | Non-standard to value_as_concept map (OMOP) | 9461 | bel microvolt | Unit
09 | III Rp AREA | Measurement | III Rp AREA | ECG Lead Mx | X | R' wave area in lead III | Measurement |  |  | X | Area - microvolts millisecond | ECG Unit
09 | III Rp DUR | Measurement | III Rp DUR | ECG Lead Mx | 3036939 | R' wave duration in lead III | LOINC Code | 361 | Non-standard to value_as_concept map (OMOP) | 9593 | millisecond | Unit
09 | III S AMP | Measurement | III S AMP | ECG Lead Mx | 3008449 | S wave amplitude in lead III | LOINC Code | 361 | Non-standard to value_as_concept map (OMOP) | 9461 | bel microvolt | Unit
09 | III S AREA | Measurement | III S AREA | ECG Lead Mx | X | S wave area in lead III | Measurement |  |  | X | Area - microvolts millisecond | ECG Unit
09 | III S DUR | Measurement | III S DUR | ECG Lead Mx | 3018053 | S wave duration in lead III | LOINC Code | 361 | Non-standard to value_as_concept map (OMOP) | 9593 | millisecond | Unit
09 | III S INTRINSICOID | Measurement | III S INTRINSICOID | ECG Lead Mx | X | S wave intrinsicoid in lead III | Measurement |  |  | 9593 | millisecond | Unit
09 | III S OFFSET | Measurement | III S OFFSET | ECG Lead Mx | X | S wave offset in lead III | Measurement |  |  | X | Samples | ECG Unit
09 | III S ONSET | Measurement | III S ONSET | ECG Lead Mx | X | S wave onset in lead III | Measurement |  |  | X | Samples | ECG Unit
09 | III S PEAKINDEX | Measurement | III S PEAKINDEX | ECG Lead Mx | X | S wave peak index in lead III | Measurement |  |  | X | Samples | ECG Unit
09 | III Sp AMP | Measurement | III Sp AMP | ECG Lead Mx | 3007187 | S' wave amplitude in lead III | LOINC Code | 361 | Non-standard to value_as_concept map (OMOP) | 9461 | bel microvolt | Unit
09 | III Sp AREA | Measurement | III Sp AREA | ECG Lead Mx | X | S' wave area in lead III | Measurement |  |  | X | Area - microvolts millisecond | ECG Unit
09 | III Sp DUR | Measurement | III Sp DUR | ECG Lead Mx | 3011532 | S' wave duration in lead III | LOINC Code | 361 | Non-standard to value_as_concept map (OMOP) | 9593 | millisecond | Unit
09 | III ST SLOPE | Measurement | III ST SLOPE | ECG Lead Mx | 3033357 | ST slope in lead III | LOINC Code | 361 | Non-standard to value_as_concept map (OMOP) | X | microvolts per millisecond | ECG Unit
09 | III STJ | Measurement | III STJ | ECG Lead Mx | X | ST amplitude.J point lead III | Measurement |  |  | 9461 | bel microvolt | Unit
09 | III STJ40 | Measurement | III STJ40 | ECG Lead Mx | X | ST amplitude.J point+40 ms lead III | Measurement |  |  | 9461 | bel microvolt | Unit
09 | III STJ60 | Measurement | III STJ60 | ECG Lead Mx | 3035359 | ST amplitude.J point+60 ms Lead III | LOINC Code | 361 | Non-standard to value_as_concept map (OMOP) | 9461 | bel microvolt | Unit
09 | III STJ80 | Measurement | III STJ80 | ECG Lead Mx | 3015536 | ST amplitude.J point+80 ms Lead III | LOINC Code | 361 | Non-standard to value_as_concept map (OMOP) | 9461 | bel microvolt | Unit
09 | III T AMP | Measurement | III T AMP | ECG Lead Mx | 3011589 | T wave amplitude in lead III | LOINC Code | 361 | Non-standard to value_as_concept map (OMOP) | 9461 | bel microvolt | Unit
09 | III T AREA | Measurement | III T AREA | ECG Lead Mx | X | T wave area in lead III | Measurement |  |  | X | Area - microvolts millisecond | ECG Unit
09 | III T DUR | Measurement | III T DUR | ECG Lead Mx | X | T wave duration in lead III | Measurement |  |  | 9593 | millisecond | Unit
09 | III T NOTCH | Measurement | III T NOTCH | ECG Lead Mx | X | T wave notch in lead III | Measurement
09 | III T PKPK | Measurement | III T PKPK | ECG Lead Mx | X | T wave swing in lead III | Measurement |  |  | 9461 | bel microvolt | Unit
09 | III TF AMP | Measurement | III TF AMP | ECG Lead Mx | X | T (final) wave amplitude in lead III | Measurement |  |  | 9461 | bel microvolt | Unit
09 | III TF DUR | Measurement | III TF DUR | ECG Lead Mx | X | T (final) wave duration in lead III | Measurement |  |  | 9593 | millisecond | Unit
09 | III TNEG AMP | Measurement | III TNEG AMP | ECG Lead Mx | X | T (negative) wave amplitude in lead III | Measurement |  |  | 9461 | bel microvolt | Unit
09 | III TNEG DUR | Measurement | III TNEG DUR | ECG Lead Mx | X | T (negative) wave duration in lead III | Measurement |  |  | 9593 | millisecond | Unit
09 | III Tp AMP | Measurement | III Tp AMP | ECG Lead Mx | 3007252 | T' wave amplitude in lead III | LOINC Code | 361 | Non-standard to value_as_concept map (OMOP) | 9461 | bel microvolt | Unit
09 | III TPOS AMP | Measurement | III TPOS AMP | ECG Lead Mx | 3011589 | T wave amplitude in lead III | LOINC Code | 361 | Non-standard to value_as_concept map (OMOP) | 9461 | bel microvolt | Unit
09 | III TPOS DUR | Measurement | III TPOS DUR | ECG Lead Mx | X | T (positive) wave duration in lead III | Measurement |  |  | 9593 | millisecond | Unit
09 | III TPOS1 AMP | Measurement | III TPOS1 AMP | ECG Lead Mx | X | T (positive) wave amplitude in lead III | Measurement |  |  | 9461 | bel microvolt | Unit
09 | III TPOS1 DUR | Measurement | III TPOS1 DUR | ECG Lead Mx | X | T (positive) wave duration in lead III | Measurement |  |  | 9593 | millisecond | Unit
09 | MEAN POST RR | Measurement | MEAN POST RR | ECG Global Mx | X | Mean post RR interval | Measurement |  |  | 9593 | millisecond | Unit
09 | MEAN PREV RR | Measurement | MEAN PREV RR | ECG Global Mx | X | Mean previous RR interval | Measurement |  |  | 9593 | millisecond | Unit
09 | MEAN RR | Measurement | MEAN RR | ECG Global Mx | X | Mean RR interval | Measurement |  |  | 9593 | millisecond | Unit
09 | MS | Measurement | MS | ECG Unit | 9593 | millisecond | Unit | 361 | Non-standard to value_as_concept map (OMOP)
09 | QRS FP AXIS | Measurement | QRS FP AXIS | ECG Global Mx | 3028303 | QRS axis.frontal plane Reference beat | LOINC Code | 361 | Non-standard to value_as_concept map (OMOP) | 9484 | degree | Unit
09 | QRS HP AXIS | Measurement | QRS HP AXIS | ECG Global Mx | 3025448 | QRS axis.horizontal plane Reference beat | LOINC Code | 361 | Non-standard to value_as_concept map (OMOP) | 9484 | degree | Unit
09 | SAMPLES | Measurement | SAMPLES | ECG Unit | X | Samples | ECG Unit
09 | SPS | Measurement | SPS | ECG Unit | X | Samples per second | ECG Unit
09 | SYMBOLS | Measurement | SYMBOLS | ECG Unit | X | MIT beat annotation | ECG Unit
09 | UV | Measurement | UV | ECG Unit | 9461 | bel microvolt | Unit | 361 | Non-standard to value_as_concept map (OMOP)
09 | UV per MS | Measurement | UV per MS | ECG Unit | X | microvolts per millisecond | ECG Unit
09 | UV-MS | Measurement | UV-MS | ECG Unit | X | Area - microvolts millisecond | ECG Unit
09 | V1 F AMP | Measurement | V1 F AMP | ECG Lead Mx | 3021937 | QRS terminal amplitude in lead V1 | LOINC Code | 361 | Non-standard to value_as_concept map (OMOP) | 9461 | bel microvolt | Unit
09 | V1 F AREA | Measurement | V1 F AREA | ECG Lead Mx | X | Terminal area in lead V1 | Measurement |  |  | X | Area - microvolts millisecond | ECG Unit
09 | V1 F DUR | Measurement | V1 F DUR | ECG Lead Mx | X | Terminal duration in lead V1 | Measurement |  |  | 9593 | millisecond | Unit
09 | V1 F OFFSET | Measurement | V1 F OFFSET | ECG Lead Mx | X | Terminal offset in lead V1 | Measurement |  |  | X | Samples | ECG Unit
09 | V1 F ONSET | Measurement | V1 F ONSET | ECG Lead Mx | X | Terminal onset in lead V1 | Measurement |  |  | X | Samples | ECG Unit
09 | V1 F PEAKINDEX | Measurement | V1 F PEAKINDEX | ECG Lead Mx | X | Terminal peak index in lead V1 | Measurement |  |  | X | Samples | ECG Unit
09 | V1 I AMP | Measurement | V1 I AMP | ECG Lead Mx | 3013076 | QRS initial amplitude in lead V1 | LOINC Code | 361 | Non-standard to value_as_concept map (OMOP) | 9461 | bel microvolt | Unit
09 | V1 I AREA | Measurement | V1 I AREA | ECG Lead Mx | X | Initial area in lead V1 | Measurement |  |  | X | Area - microvolts millisecond | ECG Unit
09 | V1 I DUR | Measurement | V1 I DUR | ECG Lead Mx | X | Initial duration in lead V1 | Measurement |  |  | 9593 | millisecond | Unit
09 | V1 I OFFSET | Measurement | V1 I OFFSET | ECG Lead Mx | X | Initial offset in lead V1 | Measurement |  |  | X | Samples | ECG Unit
09 | V1 I ONSET | Measurement | V1 I ONSET | ECG Lead Mx | X | Initial onset in lead V1 | Measurement |  |  | X | Samples | ECG Unit
09 | V1 I PEAKINDEX | Measurement | V1 I PEAKINDEX | ECG Lead Mx | X | Initial peak index in lead V1 | Measurement |  |  | X | Samples | ECG Unit
09 | V1 ISO DELTA | Measurement | V1 ISO DELTA | ECG Lead Mx | X | Isoelectric delta in lead V1 | Measurement |  |  | 9461 | bel microvolt | Unit
09 | V1 NOISE ADJUST | Measurement | V1 NOISE ADJUST | ECG Lead Mx | X | Noise measure adjustment in lead V1 | Measurement
09 | V1 NOISE SWING | Measurement | V1 NOISE SWING | ECG Lead Mx | X | Noise measure swing in lead V1 | Measurement |  |  | 9461 | bel microvolt | Unit
09 | V1 P AMP | Measurement | V1 P AMP | ECG Lead Mx | 3012776 | P wave amplitude in lead V1 | LOINC Code | 361 | Non-standard to value_as_concept map (OMOP) | 9461 | bel microvolt | Unit
09 | V1 P AREA | Measurement | V1 P AREA | ECG Lead Mx | X | P wave area in lead V1 | Measurement |  |  | X | Area - microvolts millisecond | ECG Unit
09 | V1 P DUR | Measurement | V1 P DUR | ECG Lead Mx | 3020390 | P wave duration in lead V1 | LOINC Code | 361 | Non-standard to value_as_concept map (OMOP) | 9593 | millisecond | Unit
09 | V1 Pp AMP | Measurement | V1 Pp AMP | ECG Lead Mx | 3033317 | P' wave amplitude in lead V1 | LOINC Code | 361 | Non-standard to value_as_concept map (OMOP) | 9461 | bel microvolt | Unit
09 | V1 Q AMP | Measurement | V1 Q AMP | ECG Lead Mx | 3020018 | Q wave depth in lead V1 | LOINC Code | 361 | Non-standard to value_as_concept map (OMOP) | 9461 | bel microvolt | Unit
09 | V1 Q AREA | Measurement | V1 Q AREA | ECG Lead Mx | X | Q wave area in lead V1 | Measurement |  |  | X | Area - microvolts millisecond | ECG Unit
09 | V1 Q DUR | Measurement | V1 Q DUR | ECG Lead Mx | 3014760 | Q wave duration in lead V1 | LOINC Code | 361 | Non-standard to value_as_concept map (OMOP) | 9593 | millisecond | Unit
09 | V1 Q OFFSET | Measurement | V1 Q OFFSET | ECG Lead Mx | X | Q wave offset in lead V1 | Measurement |  |  | X | Samples | ECG Unit
09 | V1 Q ONSET | Measurement | V1 Q ONSET | ECG Lead Mx | X | Q wave onset in lead V1 | Measurement |  |  | X | Samples | ECG Unit
09 | V1 Q PEAKINDEX | Measurement | V1 Q PEAKINDEX | ECG Lead Mx | X | Q wave peak index in lead V1 | Measurement |  |  | X | Samples | ECG Unit
09 | V1 QRS AREA | Measurement | V1 QRS AREA | ECG Lead Mx | X | QRS area in lead V1 | Measurement |  |  | X | Area - microvolts millisecond | ECG Unit
09 | V1 QRS DUR | Measurement | V1 QRS DUR | ECG Lead Mx | 3007793 | QRS duration in lead V1 | LOINC Code | 361 | Non-standard to value_as_concept map (OMOP) | 9593 | millisecond | Unit
09 | V1 QRS MORPHOLOGY | Measurement | V1 QRS MORPHOLOGY | ECG Lead Mx | X | QRS morphology in lead V1 | Measurement
09 | V1 QRS PKPK | Measurement | V1 QRS PKPK | ECG Lead Mx | X | QRS swing in lead V1 | Measurement |  |  | 9461 | bel microvolt | Unit
09 | V1 QT | Measurement | V1 QT | ECG Lead Mx | 3003198 | Q-T interval Lead V1 | LOINC Code | 361 | Non-standard to value_as_concept map (OMOP) | 9593 | millisecond | Unit
09 | V1 R AMP | Measurement | V1 R AMP | ECG Lead Mx | 3019234 | R wave amplitude in lead V1 | LOINC Code | 361 | Non-standard to value_as_concept map (OMOP) | 9461 | bel microvolt | Unit
09 | V1 R AREA | Measurement | V1 R AREA | ECG Lead Mx | X | R wave area in lead V1 | Measurement |  |  | X | Area - microvolts millisecond | ECG Unit
09 | V1 R DUR | Measurement | V1 R DUR | ECG Lead Mx | 3009874 | R wave duration in lead V1 | LOINC Code | 361 | Non-standard to value_as_concept map (OMOP) | 9593 | millisecond | Unit
09 | V1 R INTRINSICOID | Measurement | V1 R INTRINSICOID | ECG Lead Mx | X | R wave intrinsicoid in lead V1 | Measurement |  |  | 9593 | millisecond | Unit
09 | V1 R OFFSET | Measurement | V1 R OFFSET | ECG Lead Mx | X | R wave offset in lead V1 | Measurement |  |  | X | Samples | ECG Unit
09 | V1 R ONSET | Measurement | V1 R ONSET | ECG Lead Mx | X | R wave onset in lead V1 | Measurement |  |  | X | Samples | ECG Unit
09 | V1 R PEAKINDEX | Measurement | V1 R PEAKINDEX | ECG Lead Mx | X | R wave peak index in lead V1 | Measurement |  |  | X | Samples | ECG Unit
09 | V1 Rp AMP | Measurement | V1 Rp AMP | ECG Lead Mx | 3000256 | R' wave amplitude in lead V1 | LOINC Code | 361 | Non-standard to value_as_concept map (OMOP) | 9461 | bel microvolt | Unit
09 | V1 Rp AREA | Measurement | V1 Rp AREA | ECG Lead Mx | X | R' wave area in lead V1 | Measurement |  |  | X | Area - microvolts millisecond | ECG Unit
09 | V1 Rp DUR | Measurement | V1 Rp DUR | ECG Lead Mx | 3037170 | R' wave duration in lead V1 | LOINC Code | 361 | Non-standard to value_as_concept map (OMOP) | 9593 | millisecond | Unit
09 | V1 S AMP | Measurement | V1 S AMP | ECG Lead Mx | 3034195 | S wave amplitude in lead V1 | LOINC Code | 361 | Non-standard to value_as_concept map (OMOP) | 9461 | bel microvolt | Unit
09 | V1 S AREA | Measurement | V1 S AREA | ECG Lead Mx | X | S wave area in lead V1 | Measurement |  |  | X | Area - microvolts millisecond | ECG Unit
09 | V1 S DUR | Measurement | V1 S DUR | ECG Lead Mx | 3008531 | S wave duration in lead V1 | LOINC Code | 361 | Non-standard to value_as_concept map (OMOP) | 9593 | millisecond | Unit
09 | V1 S INTRINSICOID | Measurement | V1 S INTRINSICOID | ECG Lead Mx | X | S wave intrinsicoid in lead V1 | Measurement |  |  | 9593 | millisecond | Unit
09 | V1 S OFFSET | Measurement | V1 S OFFSET | ECG Lead Mx | X | S wave offset in lead V1 | Measurement |  |  | X | Samples | ECG Unit
09 | V1 S ONSET | Measurement | V1 S ONSET | ECG Lead Mx | X | S wave onset in lead V1 | Measurement |  |  | X | Samples | ECG Unit
09 | V1 S PEAKINDEX | Measurement | V1 S PEAKINDEX | ECG Lead Mx | X | S wave peak index in lead V1 | Measurement |  |  | X | Samples | ECG Unit
09 | V1 Sp AMP | Measurement | V1 Sp AMP | ECG Lead Mx | 3006084 | S' wave amplitude in lead V1 | LOINC Code | 361 | Non-standard to value_as_concept map (OMOP) | 9461 | bel microvolt | Unit
09 | V1 Sp AREA | Measurement | V1 Sp AREA | ECG Lead Mx | X | S' wave area in lead V1 | Measurement |  |  | X | Area - microvolts millisecond | ECG Unit
09 | V1 Sp DUR | Measurement | V1 Sp DUR | ECG Lead Mx | 3011193 | S' wave duration in lead V1 | LOINC Code | 361 | Non-standard to value_as_concept map (OMOP) | 9593 | millisecond | Unit
09 | V1 ST SLOPE | Measurement | V1 ST SLOPE | ECG Lead Mx | 3005620 | ST slope in lead V1 | LOINC Code | 361 | Non-standard to value_as_concept map (OMOP) | X | microvolts per millisecond | ECG Unit
09 | V1 STJ | Measurement | V1 STJ | ECG Lead Mx | X | ST amplitude.J point lead V1 | Measurement |  |  | 9461 | bel microvolt | Unit
09 | V1 STJ40 | Measurement | V1 STJ40 | ECG Lead Mx | X | ST amplitude.J point+40 ms lead V1 | Measurement |  |  | 9461 | bel microvolt | Unit
09 | V1 STJ60 | Measurement | V1 STJ60 | ECG Lead Mx | 3035850 | ST amplitude.J point+60 ms Lead V1 | LOINC Code | 361 | Non-standard to value_as_concept map (OMOP) | 9461 | bel microvolt | Unit
09 | V1 STJ80 | Measurement | V1 STJ80 | ECG Lead Mx | 3015781 | ST amplitude.J point+80 ms Lead V1 | LOINC Code | 361 | Non-standard to value_as_concept map (OMOP) | 9461 | bel microvolt | Unit
09 | V1 T AMP | Measurement | V1 T AMP | ECG Lead Mx | 3026125 | T wave amplitude in lead V1 | LOINC Code | 361 | Non-standard to value_as_concept map (OMOP) | 9461 | bel microvolt | Unit
09 | V1 T AREA | Measurement | V1 T AREA | ECG Lead Mx | X | T wave area in lead V1 | Measurement |  |  | X | Area - microvolts millisecond | ECG Unit
09 | V1 T DUR | Measurement | V1 T DUR | ECG Lead Mx | X | T wave duration in lead V1 | Measurement |  |  | 9593 | millisecond | Unit
09 | V1 T NOTCH | Measurement | V1 T NOTCH | ECG Lead Mx | X | T wave notch in lead V1 | Measurement
09 | V1 T PKPK | Measurement | V1 T PKPK | ECG Lead Mx | X | T wave swing in lead V1 | Measurement |  |  | 9461 | bel microvolt | Unit
09 | V1 TF AMP | Measurement | V1 TF AMP | ECG Lead Mx | X | T (final) wave amplitude in lead V1 | Measurement |  |  | 9461 | bel microvolt | Unit
09 | V1 TF DUR | Measurement | V1 TF DUR | ECG Lead Mx | X | T (final) wave duration in lead V1 | Measurement |  |  | 9593 | millisecond | Unit
09 | V1 TNEG AMP | Measurement | V1 TNEG AMP | ECG Lead Mx | X | T (negative) wave amplitude in lead V1 | Measurement |  |  | 9461 | bel microvolt | Unit
09 | V1 TNEG DUR | Measurement | V1 TNEG DUR | ECG Lead Mx | X | T (negative) wave duration in lead V1 | Measurement |  |  | 9593 | millisecond | Unit
09 | V1 Tp AMP | Measurement | V1 Tp AMP | ECG Lead Mx | 3006151 | T' wave amplitude in lead V1 | LOINC Code | 361 | Non-standard to value_as_concept map (OMOP) | 9461 | bel microvolt | Unit
09 | V1 TPOS AMP | Measurement | V1 TPOS AMP | ECG Lead Mx | 3026125 | T wave amplitude in lead V1 | LOINC Code | 361 | Non-standard to value_as_concept map (OMOP) | 9461 | bel microvolt | Unit
09 | V1 TPOS DUR | Measurement | V1 TPOS DUR | ECG Lead Mx | X | T (positive) wave duration in lead V1 | Measurement |  |  | 9593 | millisecond | Unit
09 | V1 TPOS1 AMP | Measurement | V1 TPOS1 AMP | ECG Lead Mx | X | T (positive) wave amplitude in lead V1 | Measurement |  |  | 9461 | bel microvolt | Unit
09 | V1 TPOS1 DUR | Measurement | V1 TPOS1 DUR | ECG Lead Mx | X | T (positive) wave duration in lead V1 | Measurement |  |  | 9593 | millisecond | Unit
09 | V2 F AMP | Measurement | V2 F AMP | ECG Lead Mx | 3024346 | QRS terminal amplitude in lead V2 | LOINC Code | 361 | Non-standard to value_as_concept map (OMOP) | 9461 | bel microvolt | Unit
09 | V2 F AREA | Measurement | V2 F AREA | ECG Lead Mx | X | Terminal area in lead V2 | Measurement |  |  | X | Area - microvolts millisecond | ECG Unit
09 | V2 F DUR | Measurement | V2 F DUR | ECG Lead Mx | X | Terminal duration in lead V2 | Measurement |  |  | 9593 | millisecond | Unit
09 | V2 F OFFSET | Measurement | V2 F OFFSET | ECG Lead Mx | X | Terminal offset in lead V2 | Measurement |  |  | X | Samples | ECG Unit
09 | V2 F ONSET | Measurement | V2 F ONSET | ECG Lead Mx | X | Terminal onset in lead V2 | Measurement |  |  | X | Samples | ECG Unit
09 | V2 F PEAKINDEX | Measurement | V2 F PEAKINDEX | ECG Lead Mx | X | Terminal peak index in lead V2 | Measurement |  |  | X | Samples | ECG Unit
09 | V2 I AMP | Measurement | V2 I AMP | ECG Lead Mx | 3027357 | QRS initial amplitude in lead V2 | LOINC Code | 361 | Non-standard to value_as_concept map (OMOP) | 9461 | bel microvolt | Unit
09 | V2 I AREA | Measurement | V2 I AREA | ECG Lead Mx | X | Initial area in lead V2 | Measurement |  |  | X | Area - microvolts millisecond | ECG Unit
09 | V2 I DUR | Measurement | V2 I DUR | ECG Lead Mx | X | Initial duration in lead V2 | Measurement |  |  | 9593 | millisecond | Unit
09 | V2 I OFFSET | Measurement | V2 I OFFSET | ECG Lead Mx | X | Initial offset in lead V2 | Measurement |  |  | X | Samples | ECG Unit
09 | V2 I ONSET | Measurement | V2 I ONSET | ECG Lead Mx | X | Initial onset in lead V2 | Measurement |  |  | X | Samples | ECG Unit
09 | V2 I PEAKINDEX | Measurement | V2 I PEAKINDEX | ECG Lead Mx | X | Initial peak index in lead V2 | Measurement |  |  | X | Samples | ECG Unit
09 | V2 ISO DELTA | Measurement | V2 ISO DELTA | ECG Lead Mx | X | Isoelectric delta in lead V2 | Measurement |  |  | 9461 | bel microvolt | Unit
09 | V2 NOISE ADJUST | Measurement | V2 NOISE ADJUST | ECG Lead Mx | X | Noise measure adjustment in lead V2 | Measurement
09 | V2 NOISE SWING | Measurement | V2 NOISE SWING | ECG Lead Mx | X | Noise measure swing in lead V2 | Measurement |  |  | 9461 | bel microvolt | Unit
09 | V2 P AMP | Measurement | V2 P AMP | ECG Lead Mx | 3027068 | P wave amplitude in lead V2 | LOINC Code | 361 | Non-standard to value_as_concept map (OMOP) | 9461 | bel microvolt | Unit
09 | V2 P AREA | Measurement | V2 P AREA | ECG Lead Mx | X | P wave area in lead V2 | Measurement |  |  | X | Area - microvolts millisecond | ECG Unit
09 | V2 P DUR | Measurement | V2 P DUR | ECG Lead Mx | 3005529 | P wave duration in lead V2 | LOINC Code | 361 | Non-standard to value_as_concept map (OMOP) | 9593 | millisecond | Unit
09 | V2 Pp AMP | Measurement | V2 Pp AMP | ECG Lead Mx | 3005371 | P' wave amplitude in lead V2 | LOINC Code | 361 | Non-standard to value_as_concept map (OMOP) | 9461 | bel microvolt | Unit
09 | V2 Q AMP | Measurement | V2 Q AMP | ECG Lead Mx | 3035703 | Q wave depth in lead V2 | LOINC Code | 361 | Non-standard to value_as_concept map (OMOP) | 9461 | bel microvolt | Unit
09 | V2 Q AREA | Measurement | V2 Q AREA | ECG Lead Mx | X | Q wave area in lead V2 | Measurement |  |  | X | Area - microvolts millisecond | ECG Unit
09 | V2 Q DUR | Measurement | V2 Q DUR | ECG Lead Mx | 3009132 | Q wave duration in lead V2 | LOINC Code | 361 | Non-standard to value_as_concept map (OMOP) | 9593 | millisecond | Unit
09 | V2 Q OFFSET | Measurement | V2 Q OFFSET | ECG Lead Mx | X | Q wave offset in lead V2 | Measurement |  |  | X | Samples | ECG Unit
09 | V2 Q ONSET | Measurement | V2 Q ONSET | ECG Lead Mx | X | Q wave onset in lead V2 | Measurement |  |  | X | Samples | ECG Unit
09 | V2 Q PEAKINDEX | Measurement | V2 Q PEAKINDEX | ECG Lead Mx | X | Q wave peak index in lead V2 | Measurement |  |  | X | Samples | ECG Unit
09 | V2 QRS AREA | Measurement | V2 QRS AREA | ECG Lead Mx | X | QRS area in lead V2 | Measurement |  |  | X | Area - microvolts millisecond | ECG Unit
09 | V2 QRS DUR | Measurement | V2 QRS DUR | ECG Lead Mx | 3006697 | QRS duration in lead V2 | LOINC Code | 361 | Non-standard to value_as_concept map (OMOP) | 9593 | millisecond | Unit
09 | V2 QRS MORPHOLOGY | Measurement | V2 QRS MORPHOLOGY | ECG Lead Mx | X | QRS morphology in lead V2 | Measurement
09 | V2 QRS PKPK | Measurement | V2 QRS PKPK | ECG Lead Mx | X | QRS swing in lead V2 | Measurement |  |  | 9461 | bel microvolt | Unit
09 | V2 QT | Measurement | V2 QT | ECG Lead Mx | 3002096 | Q-T interval Lead V2 | LOINC Code | 361 | Non-standard to value_as_concept map (OMOP) | 9593 | millisecond | Unit
09 | V2 R AMP | Measurement | V2 R AMP | ECG Lead Mx | 3019213 | R wave amplitude in lead V2 | LOINC Code | 361 | Non-standard to value_as_concept map (OMOP) | 9461 | bel microvolt | Unit
09 | V2 R AREA | Measurement | V2 R AREA | ECG Lead Mx | X | R wave area in lead V2 | Measurement |  |  | X | Area - microvolts millisecond | ECG Unit
09 | V2 R DUR | Measurement | V2 R DUR | ECG Lead Mx | 3010162 | R wave duration in lead V2 | LOINC Code | 361 | Non-standard to value_as_concept map (OMOP) | 9593 | millisecond | Unit
09 | V2 R INTRINSICOID | Measurement | V2 R INTRINSICOID | ECG Lead Mx | X | R wave intrinsicoid in lead V2 | Measurement |  |  | 9593 | millisecond | Unit
09 | V2 R OFFSET | Measurement | V2 R OFFSET | ECG Lead Mx | X | R wave offset in lead V2 | Measurement |  |  | X | Samples | ECG Unit
09 | V2 R ONSET | Measurement | V2 R ONSET | ECG Lead Mx | X | R wave onset in lead V2 | Measurement |  |  | X | Samples | ECG Unit
09 | V2 R PEAKINDEX | Measurement | V2 R PEAKINDEX | ECG Lead Mx | X | R wave peak index in lead V2 | Measurement |  |  | X | Samples | ECG Unit
09 | V2 Rp AMP | Measurement | V2 Rp AMP | ECG Lead Mx | 3003822 | R' wave amplitude in lead V2 | LOINC Code | 361 | Non-standard to value_as_concept map (OMOP) | 9461 | bel microvolt | Unit
09 | V2 Rp AREA | Measurement | V2 Rp AREA | ECG Lead Mx | X | R' wave area in lead V2 | Measurement |  |  | X | Area - microvolts millisecond | ECG Unit
09 | V2 Rp DUR | Measurement | V2 Rp DUR | ECG Lead Mx | 3037997 | R' wave duration in lead V2 | LOINC Code | 361 | Non-standard to value_as_concept map (OMOP) | 9593 | millisecond | Unit
09 | V2 S AMP | Measurement | V2 S AMP | ECG Lead Mx | 3034721 | S wave amplitude in lead V2 | LOINC Code | 361 | Non-standard to value_as_concept map (OMOP) | 9461 | bel microvolt | Unit
09 | V2 S AREA | Measurement | V2 S AREA | ECG Lead Mx | X | S wave area in lead V2 | Measurement |  |  | X | Area - microvolts millisecond | ECG Unit
09 | V2 S DUR | Measurement | V2 S DUR | ECG Lead Mx | 3014606 | S wave duration in lead V2 | LOINC Code | 361 | Non-standard to value_as_concept map (OMOP) | 9593 | millisecond | Unit
09 | V2 S INTRINSICOID | Measurement | V2 S INTRINSICOID | ECG Lead Mx | X | S wave intrinsicoid in lead V2 | Measurement |  |  | 9593 | millisecond | Unit
09 | V2 S OFFSET | Measurement | V2 S OFFSET | ECG Lead Mx | X | S wave offset in lead V2 | Measurement |  |  | X | Samples | ECG Unit
09 | V2 S ONSET | Measurement | V2 S ONSET | ECG Lead Mx | X | S wave onset in lead V2 | Measurement |  |  | X | Samples | ECG Unit
09 | V2 S PEAKINDEX | Measurement | V2 S PEAKINDEX | ECG Lead Mx | X | S wave peak index in lead V2 | Measurement |  |  | X | Samples | ECG Unit
09 | V2 Sp AMP | Measurement | V2 Sp AMP | ECG Lead Mx | 3026487 | S' wave amplitude in lead V2 | LOINC Code | 361 | Non-standard to value_as_concept map (OMOP) | 9461 | bel microvolt | Unit
09 | V2 Sp AREA | Measurement | V2 Sp AREA | ECG Lead Mx | X | S' wave area in lead V2 | Measurement |  |  | X | Area - microvolts millisecond | ECG Unit
09 | V2 Sp DUR | Measurement | V2 Sp DUR | ECG Lead Mx | 3012036 | S' wave duration in lead V2 | LOINC Code | 361 | Non-standard to value_as_concept map (OMOP) | 9593 | millisecond | Unit
09 | V2 ST SLOPE | Measurement | V2 ST SLOPE | ECG Lead Mx | 3000008 | ST slope in lead V2 | LOINC Code | 361 | Non-standard to value_as_concept map (OMOP) | X | microvolts per millisecond | ECG Unit
09 | V2 STJ | Measurement | V2 STJ | ECG Lead Mx | X | ST amplitude.J point lead V2 | Measurement |  |  | 9461 | bel microvolt | Unit
09 | V2 STJ40 | Measurement | V2 STJ40 | ECG Lead Mx | X | ST amplitude.J point+40 ms lead V2 | Measurement |  |  | 9461 | bel microvolt | Unit
09 | V2 STJ60 | Measurement | V2 STJ60 | ECG Lead Mx | 3009685 | ST amplitude.J point+60 ms Lead V2 | LOINC Code | 361 | Non-standard to value_as_concept map (OMOP) | 9461 | bel microvolt | Unit
09 | V2 STJ80 | Measurement | V2 STJ80 | ECG Lead Mx | 3016916 | ST amplitude.J point+80 ms Lead V2 | LOINC Code | 361 | Non-standard to value_as_concept map (OMOP) | 9461 | bel microvolt | Unit
09 | V2 T AMP | Measurement | V2 T AMP | ECG Lead Mx | 3012338 | T wave amplitude in lead V2 | LOINC Code | 361 | Non-standard to value_as_concept map (OMOP) | 9461 | bel microvolt | Unit
09 | V2 T AREA | Measurement | V2 T AREA | ECG Lead Mx | X | T wave area in lead V2 | Measurement |  |  | X | Area - microvolts millisecond | ECG Unit
09 | V2 T DUR | Measurement | V2 T DUR | ECG Lead Mx | X | T wave duration in lead V2 | Measurement |  |  | 9593 | millisecond | Unit
09 | V2 T NOTCH | Measurement | V2 T NOTCH | ECG Lead Mx | X | T wave notch in lead V2 | Measurement
09 | V2 T PKPK | Measurement | V2 T PKPK | ECG Lead Mx | X | T wave swing in lead V2 | Measurement |  |  | 9461 | bel microvolt | Unit
09 | V2 TF AMP | Measurement | V2 TF AMP | ECG Lead Mx | X | T (final) wave amplitude in lead V2 | Measurement |  |  | 9461 | bel microvolt | Unit
09 | V2 TF DUR | Measurement | V2 TF DUR | ECG Lead Mx | X | T (final) wave duration in lead V2 | Measurement |  |  | 9593 | millisecond | Unit
09 | V2 TNEG AMP | Measurement | V2 TNEG AMP | ECG Lead Mx | X | T (negative) wave amplitude in lead V2 | Measurement |  |  | 9461 | bel microvolt | Unit
09 | V2 TNEG DUR | Measurement | V2 TNEG DUR | ECG Lead Mx | X | T (negative) wave duration in lead V2 | Measurement |  |  | 9593 | millisecond | Unit
09 | V2 Tp AMP | Measurement | V2 Tp AMP | ECG Lead Mx | 3026773 | T' wave amplitude in lead V2 | LOINC Code | 361 | Non-standard to value_as_concept map (OMOP) | 9461 | bel microvolt | Unit
09 | V2 TPOS AMP | Measurement | V2 TPOS AMP | ECG Lead Mx | 3012338 | T wave amplitude in lead V2 | LOINC Code | 361 | Non-standard to value_as_concept map (OMOP) | 9461 | bel microvolt | Unit
09 | V2 TPOS DUR | Measurement | V2 TPOS DUR | ECG Lead Mx | X | T (positive) wave duration in lead V2 | Measurement |  |  | 9593 | millisecond | Unit
09 | V2 TPOS1 AMP | Measurement | V2 TPOS1 AMP | ECG Lead Mx | X | T (positive) wave amplitude in lead V2 | Measurement |  |  | 9461 | bel microvolt | Unit
09 | V2 TPOS1 DUR | Measurement | V2 TPOS1 DUR | ECG Lead Mx | X | T (positive) wave duration in lead V2 | Measurement |  |  | 9593 | millisecond | Unit
09 | V2r F AMP | Measurement | V2r F AMP | ECG Lead Mx | X | Terminal amplitude in lead V2r | Measurement |  |  | 9461 | bel microvolt | Unit
09 | V2r F AREA | Measurement | V2r F AREA | ECG Lead Mx | X | Terminal area in lead V2r | Measurement |  |  | X | Area - microvolts millisecond | ECG Unit
09 | V2r F DUR | Measurement | V2r F DUR | ECG Lead Mx | X | Terminal duration in lead V2r | Measurement |  |  | 9593 | millisecond | Unit
09 | V2r F OFFSET | Measurement | V2r F OFFSET | ECG Lead Mx | X | Terminal offset in lead V2r | Measurement |  |  | X | Samples | ECG Unit
09 | V2r F ONSET | Measurement | V2r F ONSET | ECG Lead Mx | X | Terminal onset in lead V2r | Measurement |  |  | X | Samples | ECG Unit
09 | V2r F PEAKINDEX | Measurement | V2r F PEAKINDEX | ECG Lead Mx | X | Terminal peak index in lead V2r | Measurement |  |  | X | Samples | ECG Unit
09 | V2r I AMP | Measurement | V2r I AMP | ECG Lead Mx | X | Initial amplitude in lead V2r | Measurement |  |  | 9461 | bel microvolt | Unit
09 | V2r I AREA | Measurement | V2r I AREA | ECG Lead Mx | X | Initial area in lead V2r | Measurement |  |  | X | Area - microvolts millisecond | ECG Unit
09 | V2r I DUR | Measurement | V2r I DUR | ECG Lead Mx | X | Initial duration in lead V2r | Measurement |  |  | 9593 | millisecond | Unit
09 | V2r I OFFSET | Measurement | V2r I OFFSET | ECG Lead Mx | X | Initial offset in lead V2r | Measurement |  |  | X | Samples | ECG Unit
09 | V2r I ONSET | Measurement | V2r I ONSET | ECG Lead Mx | X | Initial onset in lead V2r | Measurement |  |  | X | Samples | ECG Unit
09 | V2r I PEAKINDEX | Measurement | V2r I PEAKINDEX | ECG Lead Mx | X | Initial peak index in lead V2r | Measurement |  |  | X | Samples | ECG Unit
09 | V2r ISO DELTA | Measurement | V2r ISO DELTA | ECG Lead Mx | X | Isoelectric delta in lead V2r | Measurement |  |  | 9461 | bel microvolt | Unit
09 | V2r NOISE ADJUST | Measurement | V2r NOISE ADJUST | ECG Lead Mx | X | Noise measure adjustment in lead V2r | Measurement
09 | V2r NOISE SWING | Measurement | V2r NOISE SWING | ECG Lead Mx | X | Noise measure swing in lead V2r | Measurement |  |  | 9461 | bel microvolt | Unit
09 | V2r P AMP | Measurement | V2r P AMP | ECG Lead Mx | X | P wave amplitude in lead V2r | Measurement |  |  | 9461 | bel microvolt | Unit
09 | V2r P AREA | Measurement | V2r P AREA | ECG Lead Mx | X | P wave area in lead V2r | Measurement |  |  | X | Area - microvolts millisecond | ECG Unit
09 | V2r P DUR | Measurement | V2r P DUR | ECG Lead Mx | X | P wave duration in lead V2r | Measurement |  |  | 9593 | millisecond | Unit
09 | V2r Pp AMP | Measurement | V2r Pp AMP | ECG Lead Mx | X | Pp amplitude in lead V2r | Measurement |  |  | 9461 | bel microvolt | Unit
09 | V2r Q AMP | Measurement | V2r Q AMP | ECG Lead Mx | X | Q wave amplitude in lead V2r | Measurement |  |  | 9461 | bel microvolt | Unit
09 | V2r Q AREA | Measurement | V2r Q AREA | ECG Lead Mx | X | Q wave area in lead V2r | Measurement |  |  | X | Area - microvolts millisecond | ECG Unit
09 | V2r Q DUR | Measurement | V2r Q DUR | ECG Lead Mx | X | Q wave duration in lead V2r | Measurement |  |  | 9593 | millisecond | Unit
09 | V2r Q OFFSET | Measurement | V2r Q OFFSET | ECG Lead Mx | X | Q wave offset in lead V2r | Measurement |  |  | X | Samples | ECG Unit
09 | V2r Q ONSET | Measurement | V2r Q ONSET | ECG Lead Mx | X | Q wave onset in lead V2r | Measurement |  |  | X | Samples | ECG Unit
09 | V2r Q PEAKINDEX | Measurement | V2r Q PEAKINDEX | ECG Lead Mx | X | Q wave peak index in lead V2r | Measurement |  |  | X | Samples | ECG Unit
09 | V2r QRS AREA | Measurement | V2r QRS AREA | ECG Lead Mx | X | QRS area in lead V2r | Measurement |  |  | X | Area - microvolts millisecond | ECG Unit
09 | V2r QRS DUR | Measurement | V2r QRS DUR | ECG Lead Mx | X | QRS duration in lead V2r | Measurement |  |  | 9593 | millisecond | Unit
09 | V2r QRS MORPHOLOGY | Measurement | V2r QRS MORPHOLOGY | ECG Lead Mx | X | QRS morphology in lead V2r | Measurement
09 | V2r QRS PKPK | Measurement | V2r QRS PKPK | ECG Lead Mx | X | QRS swing in lead V2r | Measurement |  |  | 9461 | bel microvolt | Unit
09 | V2r QT | Measurement | V2r QT | ECG Lead Mx | X | Q-T interval Lead V2r | Measurement |  |  | 9593 | millisecond | Unit
09 | V2r R AMP | Measurement | V2r R AMP | ECG Lead Mx | X | R wave amplitude in lead V2r | Measurement |  |  | 9461 | bel microvolt | Unit
09 | V2r R AREA | Measurement | V2r R AREA | ECG Lead Mx | X | R wave area in lead V2r | Measurement |  |  | X | Area - microvolts millisecond | ECG Unit
09 | V2r R DUR | Measurement | V2r R DUR | ECG Lead Mx | X | R wave duration in lead V2r | Measurement |  |  | 9593 | millisecond | Unit
09 | V2r R INTRINSICOID | Measurement | V2r R INTRINSICOID | ECG Lead Mx | X | R wave intrinsicoid in lead V2r | Measurement |  |  | 9593 | millisecond | Unit
09 | V2r R OFFSET | Measurement | V2r R OFFSET | ECG Lead Mx | X | R wave offset in lead V2r | Measurement |  |  | X | Samples | ECG Unit
09 | V2r R ONSET | Measurement | V2r R ONSET | ECG Lead Mx | X | R wave onset in lead V2r | Measurement |  |  | X | Samples | ECG Unit
09 | V2r R PEAKINDEX | Measurement | V2r R PEAKINDEX | ECG Lead Mx | X | R wave peak index in lead V2r | Measurement |  |  | X | Samples | ECG Unit
09 | V2r Rp AMP | Measurement | V2r Rp AMP | ECG Lead Mx | X | R' wave amplitude in lead V2r | Measurement |  |  | 9461 | bel microvolt | Unit
09 | V2r Rp AREA | Measurement | V2r Rp AREA | ECG Lead Mx | X | R' wave area in lead V2r | Measurement |  |  | X | Area - microvolts millisecond | ECG Unit
09 | V2r Rp DUR | Measurement | V2r Rp DUR | ECG Lead Mx | X | R' wave duration in lead V2r | Measurement |  |  | 9593 | millisecond | Unit
09 | V2r S AMP | Measurement | V2r S AMP | ECG Lead Mx | X | S wave amplitude in lead V2r | Measurement |  |  | 9461 | bel microvolt | Unit
09 | V2r S AREA | Measurement | V2r S AREA | ECG Lead Mx | X | S wave area in lead V2r | Measurement |  |  | X | Area - microvolts millisecond | ECG Unit
09 | V2r S DUR | Measurement | V2r S DUR | ECG Lead Mx | X | S wave duration in lead V2r | Measurement |  |  | 9593 | millisecond | Unit
09 | V2r S INTRINSICOID | Measurement | V2r S INTRINSICOID | ECG Lead Mx | X | S wave intrinsicoid in lead V2r | Measurement |  |  | 9593 | millisecond | Unit
09 | V2r S OFFSET | Measurement | V2r S OFFSET | ECG Lead Mx | X | S wave offset in lead V2r | Measurement |  |  | X | Samples | ECG Unit
09 | V2r S ONSET | Measurement | V2r S ONSET | ECG Lead Mx | X | S wave onset in lead V2r | Measurement |  |  | X | Samples | ECG Unit
09 | V2r S PEAKINDEX | Measurement | V2r S PEAKINDEX | ECG Lead Mx | X | S wave peak index in lead V2r | Measurement |  |  | X | Samples | ECG Unit
09 | V2r Sp AMP | Measurement | V2r Sp AMP | ECG Lead Mx | X | S' wave amplitude in lead V2r | Measurement |  |  | 9461 | bel microvolt | Unit
09 | V2r Sp AREA | Measurement | V2r Sp AREA | ECG Lead Mx | X | S' wave area in lead V2r | Measurement |  |  | X | Area - microvolts millisecond | ECG Unit
09 | V2r Sp DUR | Measurement | V2r Sp DUR | ECG Lead Mx | X | S' wave duration in lead V2r | Measurement |  |  | 9593 | millisecond | Unit
09 | V2r ST SLOPE | Measurement | V2r ST SLOPE | ECG Lead Mx | X | ST slope in lead V2r | Measurement |  |  | X | microvolts per millisecond | ECG Unit
09 | V2r STJ | Measurement | V2r STJ | ECG Lead Mx | X | ST amplitude.J point lead V2r | Measurement |  |  | 9461 | bel microvolt | Unit
09 | V2r STJ40 | Measurement | V2r STJ40 | ECG Lead Mx | X | ST amplitude.J point+40 ms lead V2r | Measurement |  |  | 9461 | bel microvolt | Unit
09 | V2r STJ60 | Measurement | V2r STJ60 | ECG Lead Mx | X | ST amplitude.J point+60 ms lead V2r | Measurement |  |  | 9461 | bel microvolt | Unit
09 | V2r STJ80 | Measurement | V2r STJ80 | ECG Lead Mx | X | STJ80 lead V2r | Measurement |  |  | 9461 | bel microvolt | Unit
09 | V2r T AMP | Measurement | V2r T AMP | ECG Lead Mx | X | T wave amplitude in lead V2r | Measurement |  |  | 9461 | bel microvolt | Unit
09 | V2r T AREA | Measurement | V2r T AREA | ECG Lead Mx | X | T wave area in lead V2r | Measurement |  |  | X | Area - microvolts millisecond | ECG Unit
09 | V2r T DUR | Measurement | V2r T DUR | ECG Lead Mx | X | T wave duration in lead V2r | Measurement |  |  | 9593 | millisecond | Unit
09 | V2r T NOTCH | Measurement | V2r T NOTCH | ECG Lead Mx | X | T wave notch in lead V2r | Measurement
09 | V2r T PKPK | Measurement | V2r T PKPK | ECG Lead Mx | X | T wave swing in lead V2r | Measurement |  |  | 9461 | bel microvolt | Unit
09 | V2r TF AMP | Measurement | V2r TF AMP | ECG Lead Mx | X | T (final) wave amplitude in lead V2r | Measurement |  |  | 9461 | bel microvolt | Unit
09 | V2r TF DUR | Measurement | V2r TF DUR | ECG Lead Mx | X | T (final) wave duration in lead V2r | Measurement |  |  | 9593 | millisecond | Unit
09 | V2r TNEG AMP | Measurement | V2r TNEG AMP | ECG Lead Mx | X | T (negative) wave amplitude in lead V2r | Measurement |  |  | 9461 | bel microvolt | Unit
09 | V2r TNEG DUR | Measurement | V2r TNEG DUR | ECG Lead Mx | X | T (negative) wave duration in lead V2r | Measurement |  |  | 9593 | millisecond | Unit
09 | V2r Tp AMP | Measurement | V2r Tp AMP | ECG Lead Mx | X | Tp amplitude in lead V2r | Measurement |  |  | 9461 | bel microvolt | Unit
09 | V2r TPOS AMP | Measurement | V2r TPOS AMP | ECG Lead Mx | X | T (positive) wave amplitude in lead V2r | Measurement |  |  | 9461 | bel microvolt | Unit
09 | V2r TPOS DUR | Measurement | V2r TPOS DUR | ECG Lead Mx | X | T (positive) wave duration in lead V2r | Measurement |  |  | 9593 | millisecond | Unit
09 | V2r TPOS1 AMP | Measurement | V2r TPOS1 AMP | ECG Lead Mx | X | T (positive) wave amplitude in lead V2r | Measurement |  |  | 9461 | bel microvolt | Unit
09 | V2r TPOS1 DUR | Measurement | V2r TPOS1 DUR | ECG Lead Mx | X | T (positive) wave duration in lead V2r | Measurement |  |  | 9593 | millisecond | Unit
09 | V3 F AMP | Measurement | V3 F AMP | ECG Lead Mx | 3010244 | QRS terminal amplitude in lead V3 | LOINC Code | 361 | Non-standard to value_as_concept map (OMOP) | 9461 | bel microvolt | Unit
09 | V3 F AREA | Measurement | V3 F AREA | ECG Lead Mx | X | Terminal area in lead V3 | Measurement |  |  | X | Area - microvolts millisecond | ECG Unit
09 | V3 F DUR | Measurement | V3 F DUR | ECG Lead Mx | X | Terminal duration in lead V3 | Measurement |  |  | 9593 | millisecond | Unit
09 | V3 F OFFSET | Measurement | V3 F OFFSET | ECG Lead Mx | X | Terminal offset in lead V3 | Measurement |  |  | X | Samples | ECG Unit
09 | V3 F ONSET | Measurement | V3 F ONSET | ECG Lead Mx | X | Terminal onset in lead V3 | Measurement |  |  | X | Samples | ECG Unit
09 | V3 F PEAKINDEX | Measurement | V3 F PEAKINDEX | ECG Lead Mx | X | Terminal peak index in lead V3 | Measurement |  |  | X | Samples | ECG Unit
09 | V3 I AMP | Measurement | V3 I AMP | ECG Lead Mx | 3013568 | QRS initial amplitude in lead V3 | LOINC Code | 361 | Non-standard to value_as_concept map (OMOP) | 9461 | bel microvolt | Unit
09 | V3 I AREA | Measurement | V3 I AREA | ECG Lead Mx | X | Initial area in lead V3 | Measurement |  |  | X | Area - microvolts millisecond | ECG Unit
09 | V3 I DUR | Measurement | V3 I DUR | ECG Lead Mx | X | Initial duration in lead V3 | Measurement |  |  | 9593 | millisecond | Unit
09 | V3 I OFFSET | Measurement | V3 I OFFSET | ECG Lead Mx | X | Initial offset in lead V3 | Measurement |  |  | X | Samples | ECG Unit
09 | V3 I ONSET | Measurement | V3 I ONSET | ECG Lead Mx | X | Initial onset in lead V3 | Measurement |  |  | X | Samples | ECG Unit
09 | V3 I PEAKINDEX | Measurement | V3 I PEAKINDEX | ECG Lead Mx | X | Initial peak index in lead V3 | Measurement |  |  | X | Samples | ECG Unit
09 | V3 ISO DELTA | Measurement | V3 ISO DELTA | ECG Lead Mx | X | Isoelectric delta in lead V3 | Measurement |  |  | 9461 | bel microvolt | Unit
09 | V3 NOISE ADJUST | Measurement | V3 NOISE ADJUST | ECG Lead Mx | X | Noise measure adjustment in lead V3 | Measurement
09 | V3 NOISE SWING | Measurement | V3 NOISE SWING | ECG Lead Mx | X | Noise measure swing in lead V3 | Measurement |  |  | 9461 | bel microvolt | Unit
09 | V3 P AMP | Measurement | V3 P AMP | ECG Lead Mx | 3012976 | P wave amplitude in lead V3 | LOINC Code | 361 | Non-standard to value_as_concept map (OMOP) | 9461 | bel microvolt | Unit
09 | V3 P AREA | Measurement | V3 P AREA | ECG Lead Mx | X | P wave area in lead V3 | Measurement |  |  | X | Area - microvolts millisecond | ECG Unit
09 | V3 P DUR | Measurement | V3 P DUR | ECG Lead Mx | 3004434 | P wave duration in lead V3 | LOINC Code | 361 | Non-standard to value_as_concept map (OMOP) | 9593 | millisecond | Unit
09 | V3 Pp AMP | Measurement | V3 Pp AMP | ECG Lead Mx | 3000774 | P' wave amplitude in lead V3 | LOINC Code | 361 | Non-standard to value_as_concept map (OMOP) | 9461 | bel microvolt | Unit
09 | V3 Q AMP | Measurement | V3 Q AMP | ECG Lead Mx | 3035937 | Q wave depth in lead V3 | LOINC Code | 361 | Non-standard to value_as_concept map (OMOP) | 9461 | bel microvolt | Unit
09 | V3 Q AREA | Measurement | V3 Q AREA | ECG Lead Mx | X | Q wave area in lead V3 | Measurement |  |  | X | Area - microvolts millisecond | ECG Unit
09 | V3 Q DUR | Measurement | V3 Q DUR | ECG Lead Mx | 3016129 | Q wave duration in lead V3 | LOINC Code | 361 | Non-standard to value_as_concept map (OMOP) | 9593 | millisecond | Unit
09 | V3 Q OFFSET | Measurement | V3 Q OFFSET | ECG Lead Mx | X | Q wave offset in lead V3 | Measurement |  |  | X | Samples | ECG Unit
09 | V3 Q ONSET | Measurement | V3 Q ONSET | ECG Lead Mx | X | Q wave onset in lead V3 | Measurement |  |  | X | Samples | ECG Unit
09 | V3 Q PEAKINDEX | Measurement | V3 Q PEAKINDEX | ECG Lead Mx | X | Q wave peak index in lead V3 | Measurement |  |  | X | Samples | ECG Unit
09 | V3 QRS AREA | Measurement | V3 QRS AREA | ECG Lead Mx | X | QRS area in lead V3 | Measurement |  |  | X | Area - microvolts millisecond | ECG Unit
09 | V3 QRS DUR | Measurement | V3 QRS DUR | ECG Lead Mx | 3028023 | QRS duration in lead V3 | LOINC Code | 361 | Non-standard to value_as_concept map (OMOP) | 9593 | millisecond | Unit
09 | V3 QRS MORPHOLOGY | Measurement | V3 QRS MORPHOLOGY | ECG Lead Mx | X | QRS morphology in lead V3 | Measurement
09 | V3 QRS PKPK | Measurement | V3 QRS PKPK | ECG Lead Mx | X | QRS swing in lead V3 | Measurement |  |  | 9461 | bel microvolt | Unit
09 | V3 QT | Measurement | V3 QT | ECG Lead Mx | 3019915 | Q-T interval Lead V3 | LOINC Code | 361 | Non-standard to value_as_concept map (OMOP) | 9593 | millisecond | Unit
09 | V3 R AMP | Measurement | V3 R AMP | ECG Lead Mx | 3004514 | R wave amplitude in lead V3 | LOINC Code | 361 | Non-standard to value_as_concept map (OMOP) | 9461 | bel microvolt | Unit
09 | V3 R AREA | Measurement | V3 R AREA | ECG Lead Mx | X | R wave area in lead V3 | Measurement |  |  | X | Area - microvolts millisecond | ECG Unit
09 | V3 R DUR | Measurement | V3 R DUR | ECG Lead Mx | 3015898 | R wave duration in lead V3 | LOINC Code | 361 | Non-standard to value_as_concept map (OMOP) | 9593 | millisecond | Unit
09 | V3 R INTRINSICOID | Measurement | V3 R INTRINSICOID | ECG Lead Mx | X | R wave intrinsicoid in lead V3 | Measurement |  |  | 9593 | millisecond | Unit
09 | V3 R OFFSET | Measurement | V3 R OFFSET | ECG Lead Mx | X | R wave offset in lead V3 | Measurement |  |  | X | Samples | ECG Unit
09 | V3 R ONSET | Measurement | V3 R ONSET | ECG Lead Mx | X | R wave onset in lead V3 | Measurement |  |  | X | Samples | ECG Unit
09 | V3 R PEAKINDEX | Measurement | V3 R PEAKINDEX | ECG Lead Mx | X | R wave peak index in lead V3 | Measurement |  |  | X | Samples | ECG Unit
09 | V3 Rp AMP | Measurement | V3 Rp AMP | ECG Lead Mx | 3002662 | R' wave amplitude in lead V3 | LOINC Code | 361 | Non-standard to value_as_concept map (OMOP) | 9461 | bel microvolt | Unit
09 | V3 Rp AREA | Measurement | V3 Rp AREA | ECG Lead Mx | X | R' wave area in lead V3 | Measurement |  |  | X | Area - microvolts millisecond | ECG Unit
09 | V3 Rp DUR | Measurement | V3 Rp DUR | ECG Lead Mx | 3002744 | R' wave duration in lead V3 | LOINC Code | 361 | Non-standard to value_as_concept map (OMOP) | 9593 | millisecond | Unit
09 | V3 S AMP | Measurement | V3 S AMP | ECG Lead Mx | 3022727 | S wave amplitude in lead V3 | LOINC Code | 361 | Non-standard to value_as_concept map (OMOP) | 9461 | bel microvolt | Unit
09 | V3 S AREA | Measurement | V3 S AREA | ECG Lead Mx | X | S wave area in lead V3 | Measurement |  |  | X | Area - microvolts millisecond | ECG Unit
09 | V3 S DUR | Measurement | V3 S DUR | ECG Lead Mx | 3015129 | S wave duration in lead V3 | LOINC Code | 361 | Non-standard to value_as_concept map (OMOP) | 9593 | millisecond | Unit
09 | V3 S INTRINSICOID | Measurement | V3 S INTRINSICOID | ECG Lead Mx | X | S wave intrinsicoid in lead V3 | Measurement |  |  | 9593 | millisecond | Unit
09 | V3 S OFFSET | Measurement | V3 S OFFSET | ECG Lead Mx | X | S wave offset in lead V3 | Measurement |  |  | X | Samples | ECG Unit
09 | V3 S ONSET | Measurement | V3 S ONSET | ECG Lead Mx | X | S wave onset in lead V3 | Measurement |  |  | X | Samples | ECG Unit
09 | V3 S PEAKINDEX | Measurement | V3 S PEAKINDEX | ECG Lead Mx | X | S wave peak index in lead V3 | Measurement |  |  | X | Samples | ECG Unit
09 | V3 Sp AMP | Measurement | V3 Sp AMP | ECG Lead Mx | 3027854 | S' wave amplitude in lead V3 | LOINC Code | 361 | Non-standard to value_as_concept map (OMOP) | 9461 | bel microvolt | Unit
09 | V3 Sp AREA | Measurement | V3 Sp AREA | ECG Lead Mx | X | S' wave area in lead V3 | Measurement |  |  | X | Area - microvolts millisecond | ECG Unit
09 | V3 Sp DUR | Measurement | V3 Sp DUR | ECG Lead Mx | 3013753 | S' wave duration in lead V3 | LOINC Code | 361 | Non-standard to value_as_concept map (OMOP) | 9593 | millisecond | Unit
09 | V3 ST SLOPE | Measurement | V3 ST SLOPE | ECG Lead Mx | 3002802 | ST slope in lead V3 | LOINC Code | 361 | Non-standard to value_as_concept map (OMOP) | X | microvolts per millisecond | ECG Unit
09 | V3 STJ | Measurement | V3 STJ | ECG Lead Mx | X | ST amplitude.J point lead V3 | Measurement |  |  | 9461 | bel microvolt | Unit
09 | V3 STJ40 | Measurement | V3 STJ40 | ECG Lead Mx | X | ST amplitude.J point+40 ms lead V3 | Measurement |  |  | 9461 | bel microvolt | Unit
09 | V3 STJ60 | Measurement | V3 STJ60 | ECG Lead Mx | 3012882 | ST amplitude.J point+60 ms Lead V3 | LOINC Code | 361 | Non-standard to value_as_concept map (OMOP) | 9461 | bel microvolt | Unit
09 | V3 STJ80 | Measurement | V3 STJ80 | ECG Lead Mx | 3008326 | ST amplitude.J point+80 ms Lead V3 | LOINC Code | 361 | Non-standard to value_as_concept map (OMOP) | 9461 | bel microvolt | Unit
09 | V3 T AMP | Measurement | V3 T AMP | ECG Lead Mx | 3024851 | T wave amplitude in lead V3 | LOINC Code | 361 | Non-standard to value_as_concept map (OMOP) | 9461 | bel microvolt | Unit
09 | V3 T AREA | Measurement | V3 T AREA | ECG Lead Mx | X | T wave area in lead V3 | Measurement |  |  | X | Area - microvolts millisecond | ECG Unit
09 | V3 T DUR | Measurement | V3 T DUR | ECG Lead Mx | X | T wave duration in lead V3 | Measurement |  |  | 9593 | millisecond | Unit
09 | V3 T NOTCH | Measurement | V3 T NOTCH | ECG Lead Mx | X | T wave notch in lead V3 | Measurement
09 | V3 T PKPK | Measurement | V3 T PKPK | ECG Lead Mx | X | T wave swing in lead V3 | Measurement |  |  | 9461 | bel microvolt | Unit
09 | V3 TF AMP | Measurement | V3 TF AMP | ECG Lead Mx | X | T (final) wave amplitude in lead V3 | Measurement |  |  | 9461 | bel microvolt | Unit
09 | V3 TF DUR | Measurement | V3 TF DUR | ECG Lead Mx | X | T (final) wave duration in lead V3 | Measurement |  |  | 9593 | millisecond | Unit
09 | V3 TNEG AMP | Measurement | V3 TNEG AMP | ECG Lead Mx | X | T (negative) wave amplitude in lead V3 | Measurement |  |  | 9461 | bel microvolt | Unit
09 | V3 TNEG DUR | Measurement | V3 TNEG DUR | ECG Lead Mx | X | T (negative) wave duration in lead V3 | Measurement |  |  | 9593 | millisecond | Unit
09 | V3 Tp AMP | Measurement | V3 Tp AMP | ECG Lead Mx | 3027921 | T' wave amplitude in lead V3 | LOINC Code | 361 | Non-standard to value_as_concept map (OMOP) | 9461 | bel microvolt | Unit
09 | V3 TPOS AMP | Measurement | V3 TPOS AMP | ECG Lead Mx | 3024851 | T wave amplitude in lead V3 | LOINC Code | 361 | Non-standard to value_as_concept map (OMOP) | 9461 | bel microvolt | Unit
09 | V3 TPOS DUR | Measurement | V3 TPOS DUR | ECG Lead Mx | X | T (positive) wave duration in lead V3 | Measurement |  |  | 9593 | millisecond | Unit
09 | V3 TPOS1 AMP | Measurement | V3 TPOS1 AMP | ECG Lead Mx | X | T (positive) wave amplitude in lead V3 | Measurement |  |  | 9461 | bel microvolt | Unit
09 | V3 TPOS1 DUR | Measurement | V3 TPOS1 DUR | ECG Lead Mx | X | T (positive) wave duration in lead V3 | Measurement |  |  | 9593 | millisecond | Unit
09 | V4 F AMP | Measurement | V4 F AMP | ECG Lead Mx | 3010472 | QRS terminal amplitude in lead V4 | LOINC Code | 361 | Non-standard to value_as_concept map (OMOP) | 9461 | bel microvolt | Unit
09 | V4 F AREA | Measurement | V4 F AREA | ECG Lead Mx | X | Terminal area in lead V4 | Measurement |  |  | X | Area - microvolts millisecond | ECG Unit
09 | V4 F DUR | Measurement | V4 F DUR | ECG Lead Mx | X | Terminal duration in lead V4 | Measurement |  |  | 9593 | millisecond | Unit
09 | V4 F OFFSET | Measurement | V4 F OFFSET | ECG Lead Mx | X | Terminal offset in lead V4 | Measurement |  |  | X | Samples | ECG Unit
09 | V4 F ONSET | Measurement | V4 F ONSET | ECG Lead Mx | X | Terminal onset in lead V4 | Measurement |  |  | X | Samples | ECG Unit
09 | V4 F PEAKINDEX | Measurement | V4 F PEAKINDEX | ECG Lead Mx | X | Terminal peak index in lead V4 | Measurement |  |  | X | Samples | ECG Unit
09 | V4 I AMP | Measurement | V4 I AMP | ECG Lead Mx | 3021413 | QRS initial amplitude in lead V4 | LOINC Code | 361 | Non-standard to value_as_concept map (OMOP) | 9461 | bel microvolt | Unit
09 | V4 I AREA | Measurement | V4 I AREA | ECG Lead Mx | X | Initial area in lead V4 | Measurement |  |  | X | Area - microvolts millisecond | ECG Unit
09 | V4 I DUR | Measurement | V4 I DUR | ECG Lead Mx | X | Initial duration in lead V4 | Measurement |  |  | 9593 | millisecond | Unit
09 | V4 I OFFSET | Measurement | V4 I OFFSET | ECG Lead Mx | X | Initial offset in lead V4 | Measurement |  |  | X | Samples | ECG Unit
09 | V4 I ONSET | Measurement | V4 I ONSET | ECG Lead Mx | X | Initial onset in lead V4 | Measurement |  |  | X | Samples | ECG Unit
09 | V4 I PEAKINDEX | Measurement | V4 I PEAKINDEX | ECG Lead Mx | X | Initial peak index in lead V4 | Measurement |  |  | X | Samples | ECG Unit
09 | V4 ISO DELTA | Measurement | V4 ISO DELTA | ECG Lead Mx | X | Isoelectric delta in lead V4 | Measurement |  |  | 9461 | bel microvolt | Unit
09 | V4 NOISE ADJUST | Measurement | V4 NOISE ADJUST | ECG Lead Mx | X | Noise measure adjustment in lead V4 | Measurement
09 | V4 NOISE SWING | Measurement | V4 NOISE SWING | ECG Lead Mx | X | Noise measure swing in lead V4 | Measurement |  |  | 9461 | bel microvolt | Unit
09 | V4 P AMP | Measurement | V4 P AMP | ECG Lead Mx | 3010691 | P wave amplitude in lead V4 | LOINC Code | 361 | Non-standard to value_as_concept map (OMOP) | 9461 | bel microvolt | Unit
09 | V4 P AREA | Measurement | V4 P AREA | ECG Lead Mx | X | P wave area in lead V4 | Measurement |  |  | X | Area - microvolts millisecond | ECG Unit
09 | V4 P DUR | Measurement | V4 P DUR | ECG Lead Mx | 3010688 | P wave duration in lead V4 | LOINC Code | 361 | Non-standard to value_as_concept map (OMOP) | 9593 | millisecond | Unit
09 | V4 Pp AMP | Measurement | V4 Pp AMP | ECG Lead Mx | 3002936 | P' wave amplitude in lead V4 | LOINC Code | 361 | Non-standard to value_as_concept map (OMOP) | 9461 | bel microvolt | Unit
09 | V4 Q AMP | Measurement | V4 Q AMP | ECG Lead Mx | 3036519 | Q wave depth in lead V4 | LOINC Code | 361 | Non-standard to value_as_concept map (OMOP) | 9461 | bel microvolt | Unit
09 | V4 Q AREA | Measurement | V4 Q AREA | ECG Lead Mx | X | Q wave area in lead V4 | Measurement |  |  | X | Area - microvolts millisecond | ECG Unit
09 | V4 Q DUR | Measurement | V4 Q DUR | ECG Lead Mx | 3016368 | Q wave duration in lead V4 | LOINC Code | 361 | Non-standard to value_as_concept map (OMOP) | 9593 | millisecond | Unit
09 | V4 Q OFFSET | Measurement | V4 Q OFFSET | ECG Lead Mx | X | Q wave offset in lead V4 | Measurement |  |  | X | Samples | ECG Unit
09 | V4 Q ONSET | Measurement | V4 Q ONSET | ECG Lead Mx | X | Q wave onset in lead V4 | Measurement |  |  | X | Samples | ECG Unit
09 | V4 Q PEAKINDEX | Measurement | V4 Q PEAKINDEX | ECG Lead Mx | X | Q wave peak index in lead V4 | Measurement |  |  | X | Samples | ECG Unit
09 | V4 QRS AREA | Measurement | V4 QRS AREA | ECG Lead Mx | X | QRS area in lead V4 | Measurement |  |  | X | Area - microvolts millisecond | ECG Unit
09 | V4 QRS DUR | Measurement | V4 QRS DUR | ECG Lead Mx | 3024511 | QRS duration in lead V4 | LOINC Code | 361 | Non-standard to value_as_concept map (OMOP) | 9593 | millisecond | Unit
09 | V4 QRS MORPHOLOGY | Measurement | V4 QRS MORPHOLOGY | ECG Lead Mx | X | QRS morphology in lead V4 | Measurement
09 | V4 QRS PKPK | Measurement | V4 QRS PKPK | ECG Lead Mx | X | QRS swing in lead V4 | Measurement |  |  | 9461 | bel microvolt | Unit
09 | V4 QT | Measurement | V4 QT | ECG Lead Mx | 3020079 | Q-T interval Lead V4 | LOINC Code | 361 | Non-standard to value_as_concept map (OMOP) | 9593 | millisecond | Unit
09 | V4 R AMP | Measurement | V4 R AMP | ECG Lead Mx | 3003417 | R wave amplitude in lead V4 | LOINC Code | 361 | Non-standard to value_as_concept map (OMOP) | 9461 | bel microvolt | Unit
09 | V4 R AREA | Measurement | V4 R AREA | ECG Lead Mx | X | R wave area in lead V4 | Measurement |  |  | X | Area - microvolts millisecond | ECG Unit
09 | V4 R DUR | Measurement | V4 R DUR | ECG Lead Mx | 3019045 | R wave duration in lead V4 | LOINC Code | 361 | Non-standard to value_as_concept map (OMOP) | 9593 | millisecond | Unit
09 | V4 R INTRINSICOID | Measurement | V4 R INTRINSICOID | ECG Lead Mx | X | R wave intrinsicoid in lead V4 | Measurement |  |  | 9593 | millisecond | Unit
09 | V4 R OFFSET | Measurement | V4 R OFFSET | ECG Lead Mx | X | R wave offset in lead V4 | Measurement |  |  | X | Samples | ECG Unit
09 | V4 R ONSET | Measurement | V4 R ONSET | ECG Lead Mx | X | R wave onset in lead V4 | Measurement |  |  | X | Samples | ECG Unit
09 | V4 R PEAKINDEX | Measurement | V4 R PEAKINDEX | ECG Lead Mx | X | R wave peak index in lead V4 | Measurement |  |  | X | Samples | ECG Unit
09 | V4 Rp AMP | Measurement | V4 Rp AMP | ECG Lead Mx | 3001065 | R' wave amplitude in lead V4 | LOINC Code | 361 | Non-standard to value_as_concept map (OMOP) | 9461 | bel microvolt | Unit
09 | V4 Rp AREA | Measurement | V4 Rp AREA | ECG Lead Mx | X | R' wave area in lead V4 | Measurement |  |  | X | Area - microvolts millisecond | ECG Unit
09 | V4 Rp DUR | Measurement | V4 Rp DUR | ECG Lead Mx | 3001568 | R' wave duration in lead V4 | LOINC Code | 361 | Non-standard to value_as_concept map (OMOP) | 9593 | millisecond | Unit
09 | V4 S AMP | Measurement | V4 S AMP | ECG Lead Mx | 3013660 | S wave amplitude in lead V4 | LOINC Code | 361 | Non-standard to value_as_concept map (OMOP) | 9461 | bel microvolt | Unit
09 | V4 S AREA | Measurement | V4 S AREA | ECG Lead Mx | X | S wave area in lead V4 | Measurement |  |  | X | Area - microvolts millisecond | ECG Unit
09 | V4 S DUR | Measurement | V4 S DUR | ECG Lead Mx | 3008822 | S wave duration in lead V4 | LOINC Code | 361 | Non-standard to value_as_concept map (OMOP) | 9593 | millisecond | Unit
09 | V4 S INTRINSICOID | Measurement | V4 S INTRINSICOID | ECG Lead Mx | X | S wave intrinsicoid in lead V4 | Measurement |  |  | 9593 | millisecond | Unit
09 | V4 S OFFSET | Measurement | V4 S OFFSET | ECG Lead Mx | X | S wave offset in lead V4 | Measurement |  |  | X | Samples | ECG Unit
09 | V4 S ONSET | Measurement | V4 S ONSET | ECG Lead Mx | X | S wave onset in lead V4 | Measurement |  |  | X | Samples | ECG Unit
09 | V4 S PEAKINDEX | Measurement | V4 S PEAKINDEX | ECG Lead Mx | X | S wave peak index in lead V4 | Measurement |  |  | X | Samples | ECG Unit
09 | V4 Sp AMP | Measurement | V4 Sp AMP | ECG Lead Mx | 3028391 | S' wave amplitude in lead V4 | LOINC Code | 361 | Non-standard to value_as_concept map (OMOP) | 9461 | bel microvolt | Unit
09 | V4 Sp AREA | Measurement | V4 Sp AREA | ECG Lead Mx | X | S' wave area in lead V4 | Measurement |  |  | X | Area - microvolts millisecond | ECG Unit
09 | V4 Sp DUR | Measurement | V4 Sp DUR | ECG Lead Mx | 3023167 | S' wave duration in lead V4 | LOINC Code | 361 | Non-standard to value_as_concept map (OMOP) | 9593 | millisecond | Unit
09 | V4 ST SLOPE | Measurement | V4 ST SLOPE | ECG Lead Mx | 3001697 | ST slope in lead V4 | LOINC Code | 361 | Non-standard to value_as_concept map (OMOP) | X | microvolts per millisecond | ECG Unit
09 | V4 STJ | Measurement | V4 STJ | ECG Lead Mx | X | ST amplitude.J point lead V4 | Measurement |  |  | 9461 | bel microvolt | Unit
09 | V4 STJ40 | Measurement | V4 STJ40 | ECG Lead Mx | X | ST amplitude.J point+40 ms lead V4 | Measurement |  |  | 9461 | bel microvolt | Unit
09 | V4 STJ60 | Measurement | V4 STJ60 | ECG Lead Mx | 3018402 | ST amplitude.J point+60 ms Lead V4 | LOINC Code | 361 | Non-standard to value_as_concept map (OMOP) | 9461 | bel microvolt | Unit
09 | V4 STJ80 | Measurement | V4 STJ80 | ECG Lead Mx | 3007226 | ST amplitude.J point+80 ms Lead V4 | LOINC Code | 361 | Non-standard to value_as_concept map (OMOP) | 9461 | bel microvolt | Unit
09 | V4 T AMP | Measurement | V4 T AMP | ECG Lead Mx | 3025134 | T wave amplitude in lead V4 | LOINC Code | 361 | Non-standard to value_as_concept map (OMOP) | 9461 | bel microvolt | Unit
09 | V4 T AREA | Measurement | V4 T AREA | ECG Lead Mx | X | T wave area in lead V4 | Measurement |  |  | X | Area - microvolts millisecond | ECG Unit
09 | V4 T DUR | Measurement | V4 T DUR | ECG Lead Mx | X | T wave duration in lead V4 | Measurement |  |  | 9593 | millisecond | Unit
09 | V4 T NOTCH | Measurement | V4 T NOTCH | ECG Lead Mx | X | T wave notch in lead V4 | Measurement
09 | V4 T PKPK | Measurement | V4 T PKPK | ECG Lead Mx | X | T wave swing in lead V4 | Measurement |  |  | 9461 | bel microvolt | Unit
09 | V4 TF AMP | Measurement | V4 TF AMP | ECG Lead Mx | X | T (final) wave amplitude in lead V4 | Measurement |  |  | 9461 | bel microvolt | Unit
09 | V4 TF DUR | Measurement | V4 TF DUR | ECG Lead Mx | X | T (final) wave duration in lead V4 | Measurement |  |  | 9593 | millisecond | Unit
09 | V4 TNEG AMP | Measurement | V4 TNEG AMP | ECG Lead Mx | X | T (negative) wave amplitude in lead V4 | Measurement |  |  | 9461 | bel microvolt | Unit
09 | V4 TNEG DUR | Measurement | V4 TNEG DUR | ECG Lead Mx | X | T (negative) wave duration in lead V4 | Measurement |  |  | 9593 | millisecond | Unit
09 | V4 Tp AMP | Measurement | V4 Tp AMP | ECG Lead Mx | 3028763 | T' wave amplitude in lead V4 | LOINC Code | 361 | Non-standard to value_as_concept map (OMOP) | 9461 | bel microvolt | Unit
09 | V4 TPOS AMP | Measurement | V4 TPOS AMP | ECG Lead Mx | 3025134 | T wave amplitude in lead V4 | Measurement | 361 | Non-standard to value_as_concept map (OMOP) | 9461 | bel microvolt | Unit
09 | V4 TPOS DUR | Measurement | V4 TPOS DUR | ECG Lead Mx | X | T (positive) wave duration in lead V4 | Measurement |  |  | 9593 | millisecond | Unit
09 | V4 TPOS1 AMP | Measurement | V4 TPOS1 AMP | ECG Lead Mx | X | T (positive) wave amplitude in lead V4 | Measurement |  |  | 9461 | bel microvolt | Unit
09 | V4 TPOS1 DUR | Measurement | V4 TPOS1 DUR | ECG Lead Mx | X | T (positive) wave duration in lead V4 | Measurement |  |  | 9593 | millisecond | Unit
09 | V4r F AMP | Measurement | V4r F AMP | ECG Lead Mx | X | Terminal amplitude in lead V4r | Measurement |  |  | 9461 | bel microvolt | Unit
09 | V4r F AREA | Measurement | V4r F AREA | ECG Lead Mx | X | Terminal area in lead V4r | Measurement |  |  | X | Area - microvolts millisecond | ECG Unit
09 | V4r F DUR | Measurement | V4r F DUR | ECG Lead Mx | X | Terminal duration in lead V4r | Measurement |  |  | 9593 | millisecond | Unit
09 | V4r F OFFSET | Measurement | V4r F OFFSET | ECG Lead Mx | X | Terminal offset in lead V4r | Measurement |  |  | X | Samples | ECG Unit
09 | V4r F ONSET | Measurement | V4r F ONSET | ECG Lead Mx | X | Terminal onset in lead V4r | Measurement |  |  | X | Samples | ECG Unit
09 | V4r F PEAKINDEX | Measurement | V4r F PEAKINDEX | ECG Lead Mx | X | Terminal peak index in lead V4r | Measurement |  |  | X | Samples | ECG Unit
09 | V4r I AMP | Measurement | V4r I AMP | ECG Lead Mx | X | Initial amplitude in lead V4r | Measurement |  |  | 9461 | bel microvolt | Unit
09 | V4r I AREA | Measurement | V4r I AREA | ECG Lead Mx | X | Initial area in lead V4r | Measurement |  |  | X | Area - microvolts millisecond | ECG Unit
09 | V4r I DUR | Measurement | V4r I DUR | ECG Lead Mx | X | Initial duration in lead V4r | Measurement |  |  | 9593 | millisecond | Unit
09 | V4r I OFFSET | Measurement | V4r I OFFSET | ECG Lead Mx | X | Initial offset in lead V4r | Measurement |  |  | X | Samples | ECG Unit
09 | V4r I ONSET | Measurement | V4r I ONSET | ECG Lead Mx | X | Initial onset in lead V4r | Measurement |  |  | X | Samples | ECG Unit
09 | V4r I PEAKINDEX | Measurement | V4r I PEAKINDEX | ECG Lead Mx | X | Initial peak index in lead V4r | Measurement |  |  | X | Samples | ECG Unit
09 | V4r ISO DELTA | Measurement | V4r ISO DELTA | ECG Lead Mx | X | Isoelectric delta in lead V4r | Measurement |  |  | 9461 | bel microvolt | Unit
09 | V4r NOISE ADJUST | Measurement | V4r NOISE ADJUST | ECG Lead Mx | X | Noise measure adjustment in lead V4r | Measurement
09 | V4r NOISE SWING | Measurement | V4r NOISE SWING | ECG Lead Mx | X | Noise measure swing in lead V4r | Measurement |  |  | 9461 | bel microvolt | Unit
09 | V4r P AMP | Measurement | V4r P AMP | ECG Lead Mx | X | P wave amplitude in lead V4r | Measurement |  |  | 9461 | bel microvolt | Unit
09 | V4r P AREA | Measurement | V4r P AREA | ECG Lead Mx | X | P wave area in lead V4r | Measurement |  |  | X | Area - microvolts millisecond | ECG Unit
09 | V4r P DUR | Measurement | V4r P DUR | ECG Lead Mx | X | P wave duration in lead V4r | Measurement |  |  | 9593 | millisecond | Unit
09 | V4r Pp AMP | Measurement | V4r Pp AMP | ECG Lead Mx | X | Pp amplitude in lead V4r | Measurement |  |  | 9461 | bel microvolt | Unit
09 | V4r Q AMP | Measurement | V4r Q AMP | ECG Lead Mx | X | Q wave amplitude in lead V4r | Measurement |  |  | 9461 | bel microvolt | Unit
09 | V4r Q AREA | Measurement | V4r Q AREA | ECG Lead Mx | X | Q wave area in lead V4r | Measurement |  |  | X | Area - microvolts millisecond | ECG Unit
09 | V4r Q DUR | Measurement | V4r Q DUR | ECG Lead Mx | X | Q wave duration in lead V4r | Measurement |  |  | 9593 | millisecond | Unit
09 | V4r Q OFFSET | Measurement | V4r Q OFFSET | ECG Lead Mx | X | Q wave offset in lead V4r | Measurement |  |  | X | Samples | ECG Unit
09 | V4r Q ONSET | Measurement | V4r Q ONSET | ECG Lead Mx | X | Q wave onset in lead V4r | Measurement |  |  | X | Samples | ECG Unit
09 | V4r Q PEAKINDEX | Measurement | V4r Q PEAKINDEX | ECG Lead Mx | X | Q wave peak index in lead V4r | Measurement |  |  | X | Samples | ECG Unit
09 | V4r QRS AREA | Measurement | V4r QRS AREA | ECG Lead Mx | X | QRS area in lead V4r | Measurement |  |  | X | Area - microvolts millisecond | ECG Unit
09 | V4r QRS DUR | Measurement | V4r QRS DUR | ECG Lead Mx | X | QRS duration in lead V4r | Measurement |  |  | 9593 | millisecond | Unit
09 | V4r QRS MORPHOLOGY | Measurement | V4r QRS MORPHOLOGY | ECG Lead Mx | X | QRS morphology in lead V4r | Measurement
09 | V4r QRS PKPK | Measurement | V4r QRS PKPK | ECG Lead Mx | X | QRS swing in lead V4r | Measurement |  |  | 9461 | bel microvolt | Unit
09 | V4r QT | Measurement | V4r QT | ECG Lead Mx | X | Q-T interval Lead V4r | Measurement |  |  | 9593 | millisecond | Unit
09 | V4r R AMP | Measurement | V4r R AMP | ECG Lead Mx | X | R wave amplitude in lead V4r | Measurement |  |  | 9461 | bel microvolt | Unit
09 | V4r R AREA | Measurement | V4r R AREA | ECG Lead Mx | X | R wave area in lead V4r | Measurement |  |  | X | Area - microvolts millisecond | ECG Unit
09 | V4r R DUR | Measurement | V4r R DUR | ECG Lead Mx | X | R wave duration in lead V4r | Measurement |  |  | 9593 | millisecond | Unit
09 | V4r R INTRINSICOID | Measurement | V4r R INTRINSICOID | ECG Lead Mx | X | R wave intrinsicoid in lead V4r | Measurement |  |  | 9593 | millisecond | Unit
09 | V4r R OFFSET | Measurement | V4r R OFFSET | ECG Lead Mx | X | R wave offset in lead V4r | Measurement |  |  | X | Samples | ECG Unit
09 | V4r R ONSET | Measurement | V4r R ONSET | ECG Lead Mx | X | R wave onset in lead V4r | Measurement |  |  | X | Samples | ECG Unit
09 | V4r R PEAKINDEX | Measurement | V4r R PEAKINDEX | ECG Lead Mx | X | R wave peak index in lead V4r | Measurement |  |  | X | Samples | ECG Unit
09 | V4r Rp AMP | Measurement | V4r Rp AMP | ECG Lead Mx | X | R' wave amplitude in lead V4r | Measurement |  |  | 9461 | bel microvolt | Unit
09 | V4r Rp AREA | Measurement | V4r Rp AREA | ECG Lead Mx | X | R' wave area in lead V4r | Measurement |  |  | X | Area - microvolts millisecond | ECG Unit
09 | V4r Rp DUR | Measurement | V4r Rp DUR | ECG Lead Mx | X | R' wave duration in lead V4r | Measurement |  |  | 9593 | millisecond | Unit
09 | V4r S AMP | Measurement | V4r S AMP | ECG Lead Mx | X | S wave amplitude in lead V4r | Measurement |  |  | 9461 | bel microvolt | Unit
09 | V4r S AREA | Measurement | V4r S AREA | ECG Lead Mx | X | S wave area in lead V4r | Measurement |  |  | X | Area - microvolts millisecond | ECG Unit
09 | V4r S DUR | Measurement | V4r S DUR | ECG Lead Mx | X | S wave duration in lead V4r | Measurement |  |  | 9593 | millisecond | Unit
09 | V4r S INTRINSICOID | Measurement | V4r S INTRINSICOID | ECG Lead Mx | X | S wave intrinsicoid in lead V4r | Measurement |  |  | 9593 | millisecond | Unit
09 | V4r S OFFSET | Measurement | V4r S OFFSET | ECG Lead Mx | X | S wave offset in lead V4r | Measurement |  |  | X | Samples | ECG Unit
09 | V4r S ONSET | Measurement | V4r S ONSET | ECG Lead Mx | X | S wave onset in lead V4r | Measurement |  |  | X | Samples | ECG Unit
09 | V4r S PEAKINDEX | Measurement | V4r S PEAKINDEX | ECG Lead Mx | X | S wave peak index in lead V4r | Measurement |  |  | X | Samples | ECG Unit
09 | V4r Sp AMP | Measurement | V4r Sp AMP | ECG Lead Mx | X | S' wave amplitude in lead V4r | Measurement |  |  | 9461 | bel microvolt | Unit
09 | V4r Sp AREA | Measurement | V4r Sp AREA | ECG Lead Mx | X | S' wave area in lead V4r | Measurement |  |  | X | Area - microvolts millisecond | ECG Unit
09 | V4r Sp DUR | Measurement | V4r Sp DUR | ECG Lead Mx | X | S' wave duration in lead V4r | Measurement |  |  | 9593 | millisecond | Unit
09 | V4r ST SLOPE | Measurement | V4r ST SLOPE | ECG Lead Mx | X | ST slope in lead V4r | Measurement |  |  | X | microvolts per millisecond | ECG Unit
09 | V4r STJ | Measurement | V4r STJ | ECG Lead Mx | X | ST amplitude.J point lead V4r | Measurement |  |  | 9461 | bel microvolt | Unit
09 | V4r STJ40 | Measurement | V4r STJ40 | ECG Lead Mx | X | ST amplitude.J point+40 ms lead V4r | Measurement |  |  | 9461 | bel microvolt | Unit
09 | V4r STJ60 | Measurement | V4r STJ60 | ECG Lead Mx | X | ST amplitude.J point+60 ms lead V4r | Measurement |  |  | 9461 | bel microvolt | Unit
09 | V4r STJ80 | Measurement | V4r STJ80 | ECG Lead Mx | X | STJ80 lead V4r | Measurement |  |  | 9461 | bel microvolt | Unit
09 | V4r T AMP | Measurement | V4r T AMP | ECG Lead Mx | X | T wave amplitude in lead V4r | Measurement |  |  | 9461 | bel microvolt | Unit
09 | V4r T AREA | Measurement | V4r T AREA | ECG Lead Mx | X | T wave area in lead V4r | Measurement |  |  | X | Area - microvolts millisecond | ECG Unit
09 | V4r T DUR | Measurement | V4r T DUR | ECG Lead Mx | X | T wave duration in lead V4r | Measurement |  |  | 9593 | millisecond | Unit
09 | V4r T NOTCH | Measurement | V4r T NOTCH | ECG Lead Mx | X | T wave notch in lead V4r | Measurement
09 | V4r T PKPK | Measurement | V4r T PKPK | ECG Lead Mx | X | T wave swing in lead V4r | Measurement |  |  | 9461 | bel microvolt | Unit
09 | V4r TF AMP | Measurement | V4r TF AMP | ECG Lead Mx | X | T (final) wave amplitude in lead V4r | Measurement |  |  | 9461 | bel microvolt | Unit
09 | V4r TF DUR | Measurement | V4r TF DUR | ECG Lead Mx | X | T (final) wave duration in lead V4r | Measurement |  |  | 9593 | millisecond | Unit
09 | V4r TNEG AMP | Measurement | V4r TNEG AMP | ECG Lead Mx | X | T (negative) wave amplitude in lead V4r | Measurement |  |  | 9461 | bel microvolt | Unit
09 | V4r TNEG DUR | Measurement | V4r TNEG DUR | ECG Lead Mx | X | T (negative) wave duration in lead V4r | Measurement |  |  | 9593 | millisecond | Unit
09 | V4r Tp AMP | Measurement | V4r Tp AMP | ECG Lead Mx | X | Tp amplitude in lead V4r | Measurement |  |  | 9461 | bel microvolt | Unit
09 | V4r TPOS AMP | Measurement | V4r TPOS AMP | ECG Lead Mx | X | T (positive) wave amplitude in lead V4r | Measurement |  |  | 9461 | bel microvolt | Unit
09 | V4r TPOS DUR | Measurement | V4r TPOS DUR | ECG Lead Mx | X | T (positive) wave duration in lead V4r | Measurement |  |  | 9593 | millisecond | Unit
09 | V4r TPOS1 AMP | Measurement | V4r TPOS1 AMP | ECG Lead Mx | X | T (positive) wave amplitude in lead V4r | Measurement |  |  | 9461 | bel microvolt | Unit
09 | V4r TPOS1 DUR | Measurement | V4r TPOS1 DUR | ECG Lead Mx | X | T (positive) wave duration in lead V4r | Measurement |  |  | 9593 | millisecond | Unit
09 | V5 F AMP | Measurement | V5 F AMP | ECG Lead Mx | 3016265 | QRS terminal amplitude in lead V5 | LOINC Code | 361 | Non-standard to value_as_concept map (OMOP) | 9461 | bel microvolt | Unit
09 | V5 F AREA | Measurement | V5 F AREA | ECG Lead Mx | X | Terminal area in lead V5 | Measurement |  |  | X | Area - microvolts millisecond | ECG Unit
09 | V5 F DUR | Measurement | V5 F DUR | ECG Lead Mx | X | Terminal duration in lead V5 | Measurement |  |  | 9593 | millisecond | Unit
09 | V5 F OFFSET | Measurement | V5 F OFFSET | ECG Lead Mx | X | Terminal offset in lead V5 | Measurement |  |  | X | Samples | ECG Unit
09 | V5 F ONSET | Measurement | V5 F ONSET | ECG Lead Mx | X | Terminal onset in lead V5 | Measurement |  |  | X | Samples | ECG Unit
09 | V5 F PEAKINDEX | Measurement | V5 F PEAKINDEX | ECG Lead Mx | X | Terminal peak index in lead V5 | Measurement |  |  | X | Samples | ECG Unit
09 | V5 I AMP | Measurement | V5 I AMP | ECG Lead Mx | 3026609 | QRS initial amplitude in lead V5 | LOINC Code | 361 | Non-standard to value_as_concept map (OMOP) | 9461 | bel microvolt | Unit
09 | V5 I AREA | Measurement | V5 I AREA | ECG Lead Mx | X | Initial area in lead V5 | Measurement |  |  | X | Area - microvolts millisecond | ECG Unit
09 | V5 I DUR | Measurement | V5 I DUR | ECG Lead Mx | X | Initial duration in lead V5 | Measurement |  |  | 9593 | millisecond | Unit
09 | V5 I OFFSET | Measurement | V5 I OFFSET | ECG Lead Mx | X | Initial offset in lead V5 | Measurement |  |  | X | Samples | ECG Unit
09 | V5 I ONSET | Measurement | V5 I ONSET | ECG Lead Mx | X | Initial onset in lead V5 | Measurement |  |  | X | Samples | ECG Unit
09 | V5 I PEAKINDEX | Measurement | V5 I PEAKINDEX | ECG Lead Mx | X | Initial peak index in lead V5 | Measurement |  |  | X | Samples | ECG Unit
09 | V5 ISO DELTA | Measurement | V5 ISO DELTA | ECG Lead Mx | X | Isoelectric delta in lead V5 | Measurement |  |  | 9461 | bel microvolt | Unit
09 | V5 NOISE ADJUST | Measurement | V5 NOISE ADJUST | ECG Lead Mx | X | Noise measure adjustment in lead V5 | Measurement
09 | V5 NOISE SWING | Measurement | V5 NOISE SWING | ECG Lead Mx | X | Noise measure swing in lead V5 | Measurement |  |  | 9461 | bel microvolt | Unit
09 | V5 P AMP | Measurement | V5 P AMP | ECG Lead Mx | 3014384 | P wave amplitude in in lead V5 | LOINC Code | 361 | Non-standard to value_as_concept map (OMOP) | 9461 | bel microvolt | Unit
09 | V5 P AREA | Measurement | V5 P AREA | ECG Lead Mx | X | P wave area in lead V5 | Measurement |  |  | X | Area - microvolts millisecond | ECG Unit
09 | V5 P DUR | Measurement | V5 P DUR | ECG Lead Mx | 3014065 | P wave duration in lead V5 | LOINC Code | 361 | Non-standard to value_as_concept map (OMOP) | 9593 | millisecond | Unit
09 | V5 Pp AMP | Measurement | V5 Pp AMP | ECG Lead Mx | 3002379 | P' wave amplitude in lead V5 | LOINC Code | 361 | Non-standard to value_as_concept map (OMOP) | 9461 | bel microvolt | Unit
09 | V5 Q AMP | Measurement | V5 Q AMP | ECG Lead Mx | 3023074 | Q wave depth in lead V5 | LOINC Code | 361 | Non-standard to value_as_concept map (OMOP) | 9461 | bel microvolt | Unit
09 | V5 Q AREA | Measurement | V5 Q AREA | ECG Lead Mx | X | Q wave area in lead V5 | Measurement |  |  | X | Area - microvolts millisecond | ECG Unit
09 | V5 Q DUR | Measurement | V5 Q DUR | ECG Lead Mx | 3016651 | Q wave duration in lead V5 | Measurement | 361 | Non-standard to value_as_concept map (OMOP) | 9593 | millisecond | Unit
09 | V5 Q OFFSET | Measurement | V5 Q OFFSET | ECG Lead Mx | X | Q wave offset in lead V5 | Measurement |  |  | X | Samples | ECG Unit
09 | V5 Q ONSET | Measurement | V5 Q ONSET | ECG Lead Mx | X | Q wave onset in lead V5 | Measurement |  |  | X | Samples | ECG Unit
09 | V5 Q PEAKINDEX | Measurement | V5 Q PEAKINDEX | ECG Lead Mx | X | Q wave peak index in lead V5 | Measurement |  |  | X | Samples | ECG Unit
09 | V5 QRS AREA | Measurement | V5 QRS AREA | ECG Lead Mx | X | QRS area in lead V5 | Measurement |  |  | X | Area - microvolts millisecond | ECG Unit
09 | V5 QRS DUR | Measurement | V5 QRS DUR | ECG Lead Mx | 3024795 | QRS duration in lead V5 | LOINC Code | 361 | Non-standard to value_as_concept map (OMOP) | 9593 | millisecond | Unit
09 | V5 QRS MORPHOLOGY | Measurement | V5 QRS MORPHOLOGY | ECG Lead Mx | X | QRS morphology in lead V5 | Measurement
09 | V5 QRS PKPK | Measurement | V5 QRS PKPK | ECG Lead Mx | X | QRS swing in lead V5 | Measurement |  |  | 9461 | bel microvolt | Unit
09 | V5 QT | Measurement | V5 QT | ECG Lead Mx | 3005602 | Q-T interval Lead V5 | LOINC Code | 361 | Non-standard to value_as_concept map (OMOP) | 9593 | millisecond | Unit
09 | V5 R AMP | Measurement | V5 R AMP | ECG Lead Mx | 3002312 | R wave amplitude in lead V5 | LOINC Code | 361 | Non-standard to value_as_concept map (OMOP) | 9461 | bel microvolt | Unit
09 | V5 R AREA | Measurement | V5 R AREA | ECG Lead Mx | X | R wave area in lead V5 | Measurement |  |  | X | Area - microvolts millisecond | ECG Unit
09 | V5 R DUR | Measurement | V5 R DUR | ECG Lead Mx | 3022311 | R wave duration in lead V5 | LOINC Code | 361 | Non-standard to value_as_concept map (OMOP) | 9593 | millisecond | Unit
09 | V5 R INTRINSICOID | Measurement | V5 R INTRINSICOID | ECG Lead Mx | X | R wave intrinsicoid in lead V5 | Measurement |  |  | 9593 | millisecond | Unit
09 | V5 R OFFSET | Measurement | V5 R OFFSET | ECG Lead Mx | X | R wave offset in lead V5 | Measurement |  |  | X | Samples | ECG Unit
09 | V5 R ONSET | Measurement | V5 R ONSET | ECG Lead Mx | X | R wave onset in lead V5 | Measurement |  |  | X | Samples | ECG Unit
09 | V5 R PEAKINDEX | Measurement | V5 R PEAKINDEX | ECG Lead Mx | X | R wave peak index in lead V5 | Measurement |  |  | X | Samples | ECG Unit
09 | V5 Rp AMP | Measurement | V5 Rp AMP | ECG Lead Mx | 3019534 | R' wave amplitude in lead V5 | Measurement | 361 | Non-standard to value_as_concept map (OMOP) | 9461 | bel microvolt | Unit
09 | V5 Rp AREA | Measurement | V5 Rp AREA | ECG Lead Mx | X | R' wave area in lead V5 | Measurement |  |  | X | Area - microvolts millisecond | ECG Unit
09 | V5 Rp DUR | Measurement | V5 Rp DUR | ECG Lead Mx | 3019090 | R' wave duration in lead V5 | LOINC Code | 361 | Non-standard to value_as_concept map (OMOP) | 9593 | millisecond | Unit
09 | V5 S AMP | Measurement | V5 S AMP | ECG Lead Mx | 3012247 | S wave amplitude in lead V5 | LOINC Code | 361 | Non-standard to value_as_concept map (OMOP) | 9461 | bel microvolt | Unit
09 | V5 S AREA | Measurement | V5 S AREA | ECG Lead Mx | X | S wave area in lead V5 | Measurement |  |  | X | Area - microvolts millisecond | ECG Unit
09 | V5 S DUR | Measurement | V5 S DUR | ECG Lead Mx | 3007764 | S wave duration in lead V5 | Measurement | 361 | Non-standard to value_as_concept map (OMOP) | 9593 | millisecond | Unit
09 | V5 S INTRINSICOID | Measurement | V5 S INTRINSICOID | ECG Lead Mx | X | S wave intrinsicoid in lead V5 | Measurement |  |  | 9593 | millisecond | Unit
09 | V5 S OFFSET | Measurement | V5 S OFFSET | ECG Lead Mx | X | S wave offset in lead V5 | Measurement |  |  | X | Samples | ECG Unit
09 | V5 S ONSET | Measurement | V5 S ONSET | ECG Lead Mx | X | S wave onset in lead V5 | Measurement |  |  | X | Samples | ECG Unit
09 | V5 S PEAKINDEX | Measurement | V5 S PEAKINDEX | ECG Lead Mx | X | S wave peak index in lead V5 | Measurement |  |  | X | Samples | ECG Unit
09 | V5 Sp AMP | Measurement | V5 Sp AMP | ECG Lead Mx | 3024096 | S' wave amplitude in lead V5 | Measurement | 361 | Non-standard to value_as_concept map (OMOP) | 9461 | bel microvolt | Unit
09 | V5 Sp AREA | Measurement | V5 Sp AREA | ECG Lead Mx | X | S' wave area in lead V5 | Measurement |  |  | X | Area - microvolts millisecond | ECG Unit
09 | V5 Sp DUR | Measurement | V5 Sp DUR | ECG Lead Mx | 3025675 | S' wave duration in lead V5 | LOINC Code | 361 | Non-standard to value_as_concept map (OMOP) | 9593 | millisecond | Unit
09 | V5 ST SLOPE | Measurement | V5 ST SLOPE | ECG Lead Mx | 3000667 | ST slope in lead V5 | LOINC Code | 361 | Non-standard to value_as_concept map (OMOP) | X | microvolts per millisecond | ECG Unit
09 | V5 STJ | Measurement | V5 STJ | ECG Lead Mx | X | ST amplitude.J point lead V5 | Measurement |  |  | 9461 | bel microvolt | Unit
09 | V5 STJ40 | Measurement | V5 STJ40 | ECG Lead Mx | X | ST amplitude.J point+40 ms lead V5 | Measurement |  |  | 9461 | bel microvolt | Unit
09 | V5 STJ60 | Measurement | V5 STJ60 | ECG Lead Mx | 3008035 | ST amplitude.J point+60 ms Lead V5 | LOINC Code | 361 | Non-standard to value_as_concept map (OMOP) | 9461 | bel microvolt | Unit
09 | V5 STJ80 | Measurement | V5 STJ80 | ECG Lead Mx | 3006124 | ST amplitude.J point+80 ms Lead V5 | LOINC Code | 361 | Non-standard to value_as_concept map (OMOP) | 9461 | bel microvolt | Unit
09 | V5 T AMP | Measurement | V5 T AMP | ECG Lead Mx | 3025973 | T wave amplitude in lead V5 | LOINC Code | 361 | Non-standard to value_as_concept map (OMOP) | 9461 | bel microvolt | Unit
09 | V5 T AREA | Measurement | V5 T AREA | ECG Lead Mx | X | T wave area in lead V5 | Measurement |  |  | X | Area - microvolts millisecond | ECG Unit
09 | V5 T DUR | Measurement | V5 T DUR | ECG Lead Mx | X | T wave duration in lead V5 | Measurement |  |  | 9593 | millisecond | Unit
09 | V5 T NOTCH | Measurement | V5 T NOTCH | ECG Lead Mx | X | T wave notch in lead V5 | Measurement
09 | V5 T PKPK | Measurement | V5 T PKPK | ECG Lead Mx | X | T wave swing in lead V5 | Measurement |  |  | 9461 | bel microvolt | Unit
09 | V5 TF AMP | Measurement | V5 TF AMP | ECG Lead Mx | X | T (final) wave amplitude in lead V5 | Measurement |  |  | 9461 | bel microvolt | Unit
09 | V5 TF DUR | Measurement | V5 TF DUR | ECG Lead Mx | X | T (final) wave duration in lead V5 | Measurement |  |  | 9593 | millisecond | Unit
09 | V5 TNEG AMP | Measurement | V5 TNEG AMP | ECG Lead Mx | X | T (negative) wave amplitude in lead V5 | Measurement |  |  | 9461 | bel microvolt | Unit
09 | V5 TNEG DUR | Measurement | V5 TNEG DUR | ECG Lead Mx | X | T (negative) wave duration in lead V5 | Measurement |  |  | 9593 | millisecond | Unit
09 | V5 Tp AMP | Measurement | V5 Tp AMP | ECG Lead Mx | 3004048 | T' wave amplitude in lead V5 | LOINC Code | 361 | Non-standard to value_as_concept map (OMOP) | 9461 | bel microvolt | Unit
09 | V5 TPOS AMP | Measurement | V5 TPOS AMP | ECG Lead Mx | 3025973 | T wave amplitude in lead V5 | LOINC Code | 361 | Non-standard to value_as_concept map (OMOP) | 9461 | bel microvolt | Unit
09 | V5 TPOS DUR | Measurement | V5 TPOS DUR | ECG Lead Mx | X | T (positive) wave duration in lead V5 | Measurement |  |  | 9593 | millisecond | Unit
09 | V5 TPOS1 AMP | Measurement | V5 TPOS1 AMP | ECG Lead Mx | X | T (positive) wave amplitude in lead V5 | Measurement |  |  | 9461 | bel microvolt | Unit
09 | V5 TPOS1 DUR | Measurement | V5 TPOS1 DUR | ECG Lead Mx | X | T (positive) wave duration in lead V5 | Measurement |  |  | 9593 | millisecond | Unit
09 | V6 F AMP | Measurement | V6 F AMP | ECG Lead Mx | 3021896 | QRS terminal amplitude in lead V6 | LOINC Code | 361 | Non-standard to value_as_concept map (OMOP) | 9461 | bel microvolt | Unit
09 | V6 F AREA | Measurement | V6 F AREA | ECG Lead Mx | X | Terminal area in lead V6 | Measurement |  |  | X | Area - microvolts millisecond | ECG Unit
09 | V6 F DUR | Measurement | V6 F DUR | ECG Lead Mx | X | Terminal duration in lead V6 | Measurement |  |  | 9593 | millisecond | Unit
09 | V6 F OFFSET | Measurement | V6 F OFFSET | ECG Lead Mx | X | Terminal offset in lead V6 | Measurement |  |  | X | Samples | ECG Unit
09 | V6 F ONSET | Measurement | V6 F ONSET | ECG Lead Mx | X | Terminal onset in lead V6 | Measurement |  |  | X | Samples | ECG Unit
09 | V6 F PEAKINDEX | Measurement | V6 F PEAKINDEX | ECG Lead Mx | X | Terminal peak index in lead V6 | Measurement |  |  | X | Samples | ECG Unit
09 | V6 I AMP | Measurement | V6 I AMP | ECG Lead Mx | 3027212 | QRS initial amplitude in lead V6 | LOINC Code | 361 | Non-standard to value_as_concept map (OMOP) | 9461 | bel microvolt | Unit
09 | V6 I AREA | Measurement | V6 I AREA | ECG Lead Mx | X | Initial area in lead V6 | Measurement |  |  | X | Area - microvolts millisecond | ECG Unit
09 | V6 I DUR | Measurement | V6 I DUR | ECG Lead Mx | X | Initial duration in lead V6 | Measurement |  |  | 9593 | millisecond | Unit
09 | V6 I OFFSET | Measurement | V6 I OFFSET | ECG Lead Mx | X | Initial offset in lead V6 | Measurement |  |  | X | Samples | ECG Unit
09 | V6 I ONSET | Measurement | V6 I ONSET | ECG Lead Mx | X | Initial onset in lead V6 | Measurement |  |  | X | Samples | ECG Unit
09 | V6 I PEAKINDEX | Measurement | V6 I PEAKINDEX | ECG Lead Mx | X | Initial peak index in lead V6 | Measurement |  |  | X | Samples | ECG Unit
09 | V6 ISO DELTA | Measurement | V6 ISO DELTA | ECG Lead Mx | X | Isoelectric delta in lead V6 | Measurement |  |  | 9461 | bel microvolt | Unit
09 | V6 NOISE ADJUST | Measurement | V6 NOISE ADJUST | ECG Lead Mx | X | Noise measure adjustment in lead V6 | Measurement
09 | V6 NOISE SWING | Measurement | V6 NOISE SWING | ECG Lead Mx | X | Noise measure swing in lead V6 | Measurement |  |  | 9461 | bel microvolt | Unit
09 | V6 P AMP | Measurement | V6 P AMP | ECG Lead Mx | 3025329 | P wave amplitude in lead V6 | LOINC Code | 361 | Non-standard to value_as_concept map (OMOP) | 9461 | bel microvolt | Unit
09 | V6 P AREA | Measurement | V6 P AREA | ECG Lead Mx | X | P wave area in lead V6 | Measurement |  |  | X | Area - microvolts millisecond | ECG Unit
09 | V6 P DUR | Measurement | V6 P DUR | ECG Lead Mx | 3020513 | P wave duration in lead V6 | LOINC Code | 361 | Non-standard to value_as_concept map (OMOP) | 9593 | millisecond | Unit
09 | V6 Pp AMP | Measurement | V6 Pp AMP | ECG Lead Mx | 3001287 | P' wave amplitude in lead V6 | LOINC Code | 361 | Non-standard to value_as_concept map (OMOP) | 9461 | bel microvolt | Unit
09 | V6 Q AMP | Measurement | V6 Q AMP | ECG Lead Mx | 3013791 | Q wave depth in lead V6 | LOINC Code | 361 | Non-standard to value_as_concept map (OMOP) | 9461 | bel microvolt | Unit
09 | V6 Q AREA | Measurement | V6 Q AREA | ECG Lead Mx | X | Q wave area in lead V6 | Measurement |  |  | X | Area - microvolts millisecond | ECG Unit
09 | V6 Q DUR | Measurement | V6 Q DUR | ECG Lead Mx | 3004180 | Q wave duration in lead V6 | LOINC Code | 361 | Non-standard to value_as_concept map (OMOP) | 9593 | millisecond | Unit
09 | V6 Q OFFSET | Measurement | V6 Q OFFSET | ECG Lead Mx | X | Q wave offset in lead V6 | Measurement |  |  | X | Samples | ECG Unit
09 | V6 Q ONSET | Measurement | V6 Q ONSET | ECG Lead Mx | X | Q wave onset in lead V6 | Measurement |  |  | X | Samples | ECG Unit
09 | V6 Q PEAKINDEX | Measurement | V6 Q PEAKINDEX | ECG Lead Mx | X | Q wave peak index in lead V6 | Measurement |  |  | X | Samples | ECG Unit
09 | V6 QRS AREA | Measurement | V6 QRS AREA | ECG Lead Mx | X | QRS area in lead V6 | Measurement |  |  | X | Area - microvolts millisecond | ECG Unit
09 | V6 QRS DUR | Measurement | V6 QRS DUR | ECG Lead Mx | 3004891 | QRS duration in lead V6 | LOINC Code | 361 | Non-standard to value_as_concept map (OMOP) | 9593 | millisecond | Unit
09 | V6 QRS MORPHOLOGY | Measurement | V6 QRS MORPHOLOGY | ECG Lead Mx | X | QRS morphology in lead V6 | Measurement
09 | V6 QRS PKPK | Measurement | V6 QRS PKPK | ECG Lead Mx | X | QRS swing in lead V6 | Measurement |  |  | 9461 | bel microvolt | Unit
09 | V6 QT | Measurement | V6 QT | ECG Lead Mx | 3004425 | Q-T interval Lead V6 | LOINC Code | 361 | Non-standard to value_as_concept map (OMOP) | 9593 | millisecond | Unit
09 | V6 R AMP | Measurement | V6 R AMP | ECG Lead Mx | 3001146 | R wave amplitude in lead V6 | LOINC Code | 361 | Non-standard to value_as_concept map (OMOP) | 9461 | bel microvolt | Unit
09 | V6 R AREA | Measurement | V6 R AREA | ECG Lead Mx | X | R wave area in lead V6 | Measurement |  |  | X | Area - microvolts millisecond | ECG Unit
09 | V6 R DUR | Measurement | V6 R DUR | ECG Lead Mx | 3005273 | R wave duration in lead V6 | LOINC Code | 361 | Non-standard to value_as_concept map (OMOP) | 9593 | millisecond | Unit
09 | V6 R INTRINSICOID | Measurement | V6 R INTRINSICOID | ECG Lead Mx | X | R wave intrinsicoid in lead V6 | Measurement |  |  | 9593 | millisecond | Unit
09 | V6 R OFFSET | Measurement | V6 R OFFSET | ECG Lead Mx | X | R wave offset in lead V6 | Measurement |  |  | X | Samples | ECG Unit
09 | V6 R ONSET | Measurement | V6 R ONSET | ECG Lead Mx | X | R wave onset in lead V6 | Measurement |  |  | X | Samples | ECG Unit
09 | V6 R PEAKINDEX | Measurement | V6 R PEAKINDEX | ECG Lead Mx | X | R wave peak index in lead V6 | Measurement |  |  | X | Samples | ECG Unit
09 | V6 Rp AMP | Measurement | V6 Rp AMP | ECG Lead Mx | 3019525 | R' wave amplitude in lead V6 | LOINC Code | 361 | Non-standard to value_as_concept map (OMOP) | 9461 | bel microvolt | Unit
09 | V6 Rp AREA | Measurement | V6 Rp AREA | ECG Lead Mx | X | R' wave area in lead V6 | Measurement |  |  | X | Area - microvolts millisecond | ECG Unit
09 | V6 Rp DUR | Measurement | V6 Rp DUR | ECG Lead Mx | 3037593 | R' wave duration in lead V6 | LOINC Code | 361 | Non-standard to value_as_concept map (OMOP) | 9593 | millisecond | Unit
09 | V6 S AMP | Measurement | V6 S AMP | ECG Lead Mx | 3017441 | S wave amplitude in lead V6 | LOINC Code | 361 | Non-standard to value_as_concept map (OMOP) | 9461 | bel microvolt | Unit
09 | V6 S AREA | Measurement | V6 S AREA | ECG Lead Mx | X | S wave area in lead V6 | Measurement |  |  | X | Area - microvolts millisecond | ECG Unit
09 | V6 S DUR | Measurement | V6 S DUR | ECG Lead Mx | 3006427 | S wave duration in lead V6 | LOINC Code | 361 | Non-standard to value_as_concept map (OMOP) | 9593 | millisecond | Unit
09 | V6 S INTRINSICOID | Measurement | V6 S INTRINSICOID | ECG Lead Mx | X | S wave intrinsicoid in lead V6 | Measurement |  |  | 9593 | millisecond | Unit
09 | V6 S OFFSET | Measurement | V6 S OFFSET | ECG Lead Mx | X | S wave offset in lead V6 | Measurement |  |  | X | Samples | ECG Unit
09 | V6 S ONSET | Measurement | V6 S ONSET | ECG Lead Mx | X | S wave onset in lead V6 | Measurement |  |  | X | Samples | ECG Unit
09 | V6 S PEAKINDEX | Measurement | V6 S PEAKINDEX | ECG Lead Mx | X | S wave peak index in lead V6 | Measurement |  |  | X | Samples | ECG Unit
09 | V6 Sp AMP | Measurement | V6 Sp AMP | ECG Lead Mx | 3024633 | S' wave amplitude in lead V6 | LOINC Code | 361 | Non-standard to value_as_concept map (OMOP) | 9461 | bel microvolt | Unit
09 | V6 Sp AREA | Measurement | V6 Sp AREA | ECG Lead Mx | X | S' wave area in lead V6 | Measurement |  |  | X | Area - microvolts millisecond | ECG Unit
09 | V6 Sp DUR | Measurement | V6 Sp DUR | ECG Lead Mx | 3012198 | S' wave duration in lead V6 | LOINC Code | 361 | Non-standard to value_as_concept map (OMOP) | 9593 | millisecond | Unit
09 | V6 ST SLOPE | Measurement | V6 ST SLOPE | ECG Lead Mx | 3037901 | ST slope in lead V6 | LOINC Code | 361 | Non-standard to value_as_concept map (OMOP) | X | microvolts per millisecond | ECG Unit
09 | V6 STJ | Measurement | V6 STJ | ECG Lead Mx | X | ST amplitude.J point lead V6 | Measurement |  |  | 9461 | bel microvolt | Unit
09 | V6 STJ40 | Measurement | V6 STJ40 | ECG Lead Mx | X | ST amplitude.J point+40 ms lead V6 | Measurement |  |  | 9461 | bel microvolt | Unit
09 | V6 STJ60 | Measurement | V6 STJ60 | ECG Lead Mx | 3014873 | ST amplitude.J point+60 ms Lead V6 | LOINC Code | 361 | Non-standard to value_as_concept map (OMOP) | 9461 | bel microvolt | Unit
09 | V6 STJ80 | Measurement | V6 STJ80 | ECG Lead Mx | 3026525 | ST amplitude.J point+80 ms Lead V6 | LOINC Code | 361 | Non-standard to value_as_concept map (OMOP) | 9461 | bel microvolt | Unit
09 | V6 T AMP | Measurement | V6 T AMP | ECG Lead Mx | 3012204 | T wave amplitude in lead V6 | LOINC Code | 361 | Non-standard to value_as_concept map (OMOP) | 9461 | bel microvolt | Unit
09 | V6 T AREA | Measurement | V6 T AREA | ECG Lead Mx | X | T wave area in lead V6 | Measurement |  |  | X | Area - microvolts millisecond | ECG Unit
09 | V6 T DUR | Measurement | V6 T DUR | ECG Lead Mx | X | T wave duration in lead V6 | Measurement |  |  | 9593 | millisecond | Unit
09 | V6 T NOTCH | Measurement | V6 T NOTCH | ECG Lead Mx | X | T wave notch in lead V6 | Measurement
09 | V6 T PKPK | Measurement | V6 T PKPK | ECG Lead Mx | X | T wave swing in lead V6 | Measurement |  |  | 9461 | bel microvolt | Unit
09 | V6 TF AMP | Measurement | V6 TF AMP | ECG Lead Mx | X | T (final) wave amplitude in lead V6 | Measurement |  |  | 9461 | bel microvolt | Unit
09 | V6 TF DUR | Measurement | V6 TF DUR | ECG Lead Mx | X | T (final) wave duration in lead V6 | Measurement |  |  | 9593 | millisecond | Unit
09 | V6 TNEG AMP | Measurement | V6 TNEG AMP | ECG Lead Mx | X | T (negative) wave amplitude in lead V6 | Measurement |  |  | 9461 | bel microvolt | Unit
09 | V6 TNEG DUR | Measurement | V6 TNEG DUR | ECG Lead Mx | X | T (negative) wave duration in lead V6 | Measurement |  |  | 9593 | millisecond | Unit
09 | V6 Tp AMP | Measurement | V6 Tp AMP | ECG Lead Mx | 3006851 | T' wave amplitude in lead V6 | LOINC Code | 361 | Non-standard to value_as_concept map (OMOP) | 9461 | bel microvolt | Unit
09 | V6 TPOS AMP | Measurement | V6 TPOS AMP | ECG Lead Mx | 3012204 | T wave amplitude in lead V6 | LOINC Code | 361 | Non-standard to value_as_concept map (OMOP) | 9461 | bel microvolt | Unit
09 | V6 TPOS DUR | Measurement | V6 TPOS DUR | ECG Lead Mx | X | T (positive) wave duration in lead V6 | Measurement |  |  | 9593 | millisecond | Unit
09 | V6 TPOS1 AMP | Measurement | V6 TPOS1 AMP | ECG Lead Mx | X | T (positive) wave amplitude in lead V6 | Measurement |  |  | 9461 | bel microvolt | Unit
09 | V6 TPOS1 DUR | Measurement | V6 TPOS1 DUR | ECG Lead Mx | X | T (positive) wave duration in lead V6 | Measurement |  |  | 9593 | millisecond | Unit
09 | X F AMP | Measurement | X F AMP | ECG Lead Mx | X | Terminal amplitude in lead X | Measurement |  |  | 9461 | bel microvolt | Unit
09 | X F AREA | Measurement | X F AREA | ECG Lead Mx | X | Terminal area in lead X | Measurement |  |  | X | Area - microvolts millisecond | ECG Unit
09 | X F DUR | Measurement | X F DUR | ECG Lead Mx | X | Terminal duration in lead X | Measurement |  |  | 9593 | millisecond | Unit
09 | X F OFFSET | Measurement | X F OFFSET | ECG Lead Mx | X | Terminal offset in lead X | Measurement |  |  | X | Samples | ECG Unit
09 | X F ONSET | Measurement | X F ONSET | ECG Lead Mx | X | Terminal onset in lead X | Measurement |  |  | X | Samples | ECG Unit
09 | X F PEAKINDEX | Measurement | X F PEAKINDEX | ECG Lead Mx | X | Terminal peak index in lead X | Measurement |  |  | X | Samples | ECG Unit
09 | X I AMP | Measurement | X I AMP | ECG Lead Mx | X | Initial amplitude in lead X | Measurement |  |  | 9461 | bel microvolt | Unit
09 | X I AREA | Measurement | X I AREA | ECG Lead Mx | X | Initial area in lead X | Measurement |  |  | X | Area - microvolts millisecond | ECG Unit
09 | X I DUR | Measurement | X I DUR | ECG Lead Mx | X | Initial duration in lead X | Measurement |  |  | 9593 | millisecond | Unit
09 | X I OFFSET | Measurement | X I OFFSET | ECG Lead Mx | X | Initial offset in lead X | Measurement |  |  | X | Samples | ECG Unit
09 | X I ONSET | Measurement | X I ONSET | ECG Lead Mx | X | Initial onset in lead X | Measurement |  |  | X | Samples | ECG Unit
09 | X I PEAKINDEX | Measurement | X I PEAKINDEX | ECG Lead Mx | X | Initial peak index in lead X | Measurement |  |  | X | Samples | ECG Unit
09 | X ISO DELTA | Measurement | X ISO DELTA | ECG Lead Mx | X | Isoelectric delta in lead X | Measurement |  |  | 9461 | bel microvolt | Unit
09 | X NOISE ADJUST | Measurement | X NOISE ADJUST | ECG Lead Mx | X | Noise measure adjustment in lead X | Measurement
09 | X NOISE SWING | Measurement | X NOISE SWING | ECG Lead Mx | X | Noise measure swing in lead X | Measurement |  |  | 9461 | bel microvolt | Unit
09 | X P AMP | Measurement | X P AMP | ECG Lead Mx | X | P wave amplitude in lead X | Measurement |  |  | 9461 | bel microvolt | Unit
09 | X P AREA | Measurement | X P AREA | ECG Lead Mx | X | P wave area in lead X | Measurement |  |  | X | Area - microvolts millisecond | ECG Unit
09 | X P DUR | Measurement | X P DUR | ECG Lead Mx | X | P wave duration in lead X | Measurement |  |  | 9593 | millisecond | Unit
09 | X Pp AMP | Measurement | X Pp AMP | ECG Lead Mx | X | Pp amplitude in lead X | Measurement |  |  | 9461 | bel microvolt | Unit
09 | X Q AMP | Measurement | X Q AMP | ECG Lead Mx | X | Q wave amplitude in lead X | Measurement |  |  | 9461 | bel microvolt | Unit
09 | X Q AREA | Measurement | X Q AREA | ECG Lead Mx | X | Q wave area in lead X | Measurement |  |  | X | Area - microvolts millisecond | ECG Unit
09 | X Q DUR | Measurement | X Q DUR | ECG Lead Mx | X | Q wave duration in lead X | Measurement |  |  | 9593 | millisecond | Unit
09 | X Q OFFSET | Measurement | X Q OFFSET | ECG Lead Mx | X | Q wave offset in lead X | Measurement |  |  | X | Samples | ECG Unit
09 | X Q ONSET | Measurement | X Q ONSET | ECG Lead Mx | X | Q wave onset in lead X | Measurement |  |  | X | Samples | ECG Unit
09 | X Q PEAKINDEX | Measurement | X Q PEAKINDEX | ECG Lead Mx | X | Q wave peak index in lead X | Measurement |  |  | X | Samples | ECG Unit
09 | X QRS AREA | Measurement | X QRS AREA | ECG Lead Mx | X | QRS area in lead X | Measurement |  |  | X | Area - microvolts millisecond | ECG Unit
09 | X QRS DUR | Measurement | X QRS DUR | ECG Lead Mx | X | QRS duration in lead X | Measurement |  |  | 9593 | millisecond | Unit
09 | X QRS MORPHOLOGY | Measurement | X QRS MORPHOLOGY | ECG Lead Mx | X | QRS morphology in lead X | Measurement
09 | X QRS PKPK | Measurement | X QRS PKPK | ECG Lead Mx | X | QRS swing in lead X | Measurement |  |  | 9461 | bel microvolt | Unit
09 | X QT | Measurement | X QT | ECG Lead Mx | X | Q-T interval Lead X | Measurement |  |  | 9593 | millisecond | Unit
09 | X R AMP | Measurement | X R AMP | ECG Lead Mx | X | R wave amplitude in lead X | Measurement |  |  | 9461 | bel microvolt | Unit
09 | X R AREA | Measurement | X R AREA | ECG Lead Mx | X | R wave area in lead X | Measurement |  |  | X | Area - microvolts millisecond | ECG Unit
09 | X R DUR | Measurement | X R DUR | ECG Lead Mx | X | R wave duration in lead X | Measurement |  |  | 9593 | millisecond | Unit
09 | X R INTRINSICOID | Measurement | X R INTRINSICOID | ECG Lead Mx | X | R wave intrinsicoid in lead X | Measurement |  |  | 9593 | millisecond | Unit
09 | X R OFFSET | Measurement | X R OFFSET | ECG Lead Mx | X | R wave offset in lead X | Measurement |  |  | X | Samples | ECG Unit
09 | X R ONSET | Measurement | X R ONSET | ECG Lead Mx | X | R wave onset in lead X | Measurement |  |  | X | Samples | ECG Unit
09 | X R PEAKINDEX | Measurement | X R PEAKINDEX | ECG Lead Mx | X | R wave peak index in lead X | Measurement |  |  | X | Samples | ECG Unit
09 | X Rp AMP | Measurement | X Rp AMP | ECG Lead Mx | X | R' wave amplitude in lead X | Measurement |  |  | 9461 | bel microvolt | Unit
09 | X Rp AREA | Measurement | X Rp AREA | ECG Lead Mx | X | R' wave area in lead X | Measurement |  |  | X | Area - microvolts millisecond | ECG Unit
09 | X Rp DUR | Measurement | X Rp DUR | ECG Lead Mx | X | R' wave duration in lead X | Measurement |  |  | 9593 | millisecond | Unit
09 | X S AMP | Measurement | X S AMP | ECG Lead Mx | X | S wave amplitude in lead X | Measurement |  |  | 9461 | bel microvolt | Unit
09 | X S AREA | Measurement | X S AREA | ECG Lead Mx | X | S wave area in lead X | Measurement |  |  | X | Area - microvolts millisecond | ECG Unit
09 | X S DUR | Measurement | X S DUR | ECG Lead Mx | X | S wave duration in lead X | Measurement |  |  | 9593 | millisecond | Unit
09 | X S INTRINSICOID | Measurement | X S INTRINSICOID | ECG Lead Mx | X | S wave intrinsicoid in lead X | Measurement |  |  | 9593 | millisecond | Unit
09 | X S OFFSET | Measurement | X S OFFSET | ECG Lead Mx | X | S wave offset in lead X | Measurement |  |  | X | Samples | ECG Unit
09 | X S ONSET | Measurement | X S ONSET | ECG Lead Mx | X | S wave onset in lead X | Measurement |  |  | X | Samples | ECG Unit
09 | X S PEAKINDEX | Measurement | X S PEAKINDEX | ECG Lead Mx | X | S wave peak index in lead X | Measurement |  |  | X | Samples | ECG Unit
09 | X Sp AMP | Measurement | X Sp AMP | ECG Lead Mx | X | S' wave amplitude in lead X | Measurement |  |  | 9461 | bel microvolt | Unit
09 | X Sp AREA | Measurement | X Sp AREA | ECG Lead Mx | X | S' wave area in lead X | Measurement |  |  | X | Area - microvolts millisecond | ECG Unit
09 | X Sp DUR | Measurement | X Sp DUR | ECG Lead Mx | X | S' wave duration in lead X | Measurement |  |  | 9593 | millisecond | Unit
09 | X ST SLOPE | Measurement | X ST SLOPE | ECG Lead Mx | X | ST slope in lead X | Measurement |  |  | X | microvolts per millisecond | ECG Unit
09 | X STJ | Measurement | X STJ | ECG Lead Mx | X | ST amplitude.J point lead X | Measurement |  |  | 9461 | bel microvolt | Unit
09 | X STJ40 | Measurement | X STJ40 | ECG Lead Mx | X | ST amplitude.J point+40 ms lead X | Measurement |  |  | 9461 | bel microvolt | Unit
09 | X STJ60 | Measurement | X STJ60 | ECG Lead Mx | X | ST amplitude.J point+60 ms lead X | Measurement |  |  | 9461 | bel microvolt | Unit
09 | X STJ80 | Measurement | X STJ80 | ECG Lead Mx | X | STJ80 lead X | Measurement |  |  | 9461 | bel microvolt | Unit
09 | X T AMP | Measurement | X T AMP | ECG Lead Mx | X | T wave amplitude in lead X | Measurement |  |  | 9461 | bel microvolt | Unit
09 | X T AREA | Measurement | X T AREA | ECG Lead Mx | X | T wave area in lead X | Measurement |  |  | X | Area - microvolts millisecond | ECG Unit
09 | X T DUR | Measurement | X T DUR | ECG Lead Mx | X | T wave duration in lead X | Measurement |  |  | 9593 | millisecond | Unit
09 | X T NOTCH | Measurement | X T NOTCH | ECG Lead Mx | X | T wave notch in lead X | Measurement
09 | X T PKPK | Measurement | X T PKPK | ECG Lead Mx | X | T wave swing in lead X | Measurement |  |  | 9461 | bel microvolt | Unit
09 | X TF AMP | Measurement | X TF AMP | ECG Lead Mx | X | T (final) wave amplitude in lead X | Measurement |  |  | 9461 | bel microvolt | Unit
09 | X TF DUR | Measurement | X TF DUR | ECG Lead Mx | X | T (final) wave duration in lead X | Measurement |  |  | 9593 | millisecond | Unit
09 | X TNEG AMP | Measurement | X TNEG AMP | ECG Lead Mx | X | T (negative) wave amplitude in lead X | Measurement |  |  | 9461 | bel microvolt | Unit
09 | X TNEG DUR | Measurement | X TNEG DUR | ECG Lead Mx | X | T (negative) wave duration in lead X | Measurement |  |  | 9593 | millisecond | Unit
09 | X Tp AMP | Measurement | X Tp AMP | ECG Lead Mx | X | Tp amplitude in lead X | Measurement |  |  | 9461 | bel microvolt | Unit
09 | X TPOS AMP | Measurement | X TPOS AMP | ECG Lead Mx | X | T (positive) wave amplitude in lead X | Measurement |  |  | 9461 | bel microvolt | Unit
09 | X TPOS DUR | Measurement | X TPOS DUR | ECG Lead Mx | X | T (positive) wave duration in lead X | Measurement |  |  | 9593 | millisecond | Unit
09 | X TPOS1 AMP | Measurement | X TPOS1 AMP | ECG Lead Mx | X | T (positive) wave amplitude in lead X | Measurement |  |  | 9461 | bel microvolt | Unit
09 | X TPOS1 DUR | Measurement | X TPOS1 DUR | ECG Lead Mx | X | T (positive) wave duration in lead X | Measurement |  |  | 9593 | millisecond | Unit
09 | Y F AMP | Measurement | Y F AMP | ECG Lead Mx | X | Terminal amplitude in lead Y | Measurement |  |  | 9461 | bel microvolt | Unit
09 | Y F AREA | Measurement | Y F AREA | ECG Lead Mx | X | Terminal area in lead Y | Measurement |  |  | X | Area - microvolts millisecond | ECG Unit
09 | Y F DUR | Measurement | Y F DUR | ECG Lead Mx | X | Terminal duration in lead Y | Measurement |  |  | 9593 | millisecond | Unit
09 | Y F OFFSET | Measurement | Y F OFFSET | ECG Lead Mx | X | Terminal offset in lead Y | Measurement |  |  | X | Samples | ECG Unit
09 | Y F ONSET | Measurement | Y F ONSET | ECG Lead Mx | X | Terminal onset in lead Y | Measurement |  |  | X | Samples | ECG Unit
09 | Y F PEAKINDEX | Measurement | Y F PEAKINDEX | ECG Lead Mx | X | Terminal peak index in lead Y | Measurement |  |  | X | Samples | ECG Unit
09 | Y I AMP | Measurement | Y I AMP | ECG Lead Mx | X | Initial amplitude in lead Y | Measurement |  |  | 9461 | bel microvolt | Unit
09 | Y I AREA | Measurement | Y I AREA | ECG Lead Mx | X | Initial area in lead Y | Measurement |  |  | X | Area - microvolts millisecond | ECG Unit
09 | Y I DUR | Measurement | Y I DUR | ECG Lead Mx | X | Initial duration in lead Y | Measurement |  |  | 9593 | millisecond | Unit
09 | Y I OFFSET | Measurement | Y I OFFSET | ECG Lead Mx | X | Initial offset in lead Y | Measurement |  |  | X | Samples | ECG Unit
09 | Y I ONSET | Measurement | Y I ONSET | ECG Lead Mx | X | Initial onset in lead Y | Measurement |  |  | X | Samples | ECG Unit
09 | Y I PEAKINDEX | Measurement | Y I PEAKINDEX | ECG Lead Mx | X | Initial peak index in lead Y | Measurement |  |  | X | Samples | ECG Unit
09 | Y ISO DELTA | Measurement | Y ISO DELTA | ECG Lead Mx | X | Isoelectric delta in lead Y | Measurement |  |  | 9461 | bel microvolt | Unit
09 | Y NOISE ADJUST | Measurement | Y NOISE ADJUST | ECG Lead Mx | X | Noise measure adjustment in lead Y | Measurement
09 | Y NOISE SWING | Measurement | Y NOISE SWING | ECG Lead Mx | X | Noise measure swing in lead Y | Measurement |  |  | 9461 | bel microvolt | Unit
09 | Y P AMP | Measurement | Y P AMP | ECG Lead Mx | X | P wave amplitude in lead Y | Measurement |  |  | 9461 | bel microvolt | Unit
09 | Y P AREA | Measurement | Y P AREA | ECG Lead Mx | X | P wave area in lead Y | Measurement |  |  | X | Area - microvolts millisecond | ECG Unit
09 | Y P DUR | Measurement | Y P DUR | ECG Lead Mx | X | P wave duration in lead Y | Measurement |  |  | 9593 | millisecond | Unit
09 | Y Pp AMP | Measurement | Y Pp AMP | ECG Lead Mx | X | Pp amplitude in lead Y | Measurement |  |  | 9461 | bel microvolt | Unit
09 | Y Q AMP | Measurement | Y Q AMP | ECG Lead Mx | X | Q wave amplitude in lead Y | Measurement |  |  | 9461 | bel microvolt | Unit
09 | Y Q AREA | Measurement | Y Q AREA | ECG Lead Mx | X | Q wave area in lead Y | Measurement |  |  | X | Area - microvolts millisecond | ECG Unit
09 | Y Q DUR | Measurement | Y Q DUR | ECG Lead Mx | X | Q wave duration in lead Y | Measurement |  |  | 9593 | millisecond | Unit
09 | Y Q OFFSET | Measurement | Y Q OFFSET | ECG Lead Mx | X | Q wave offset in lead Y | Measurement |  |  | X | Samples | ECG Unit
09 | Y Q ONSET | Measurement | Y Q ONSET | ECG Lead Mx | X | Q wave onset in lead Y | Measurement |  |  | X | Samples | ECG Unit
09 | Y Q PEAKINDEX | Measurement | Y Q PEAKINDEX | ECG Lead Mx | X | Q wave peak index in lead Y | Measurement |  |  | X | Samples | ECG Unit
09 | Y QRS AREA | Measurement | Y QRS AREA | ECG Lead Mx | X | QRS area in lead Y | Measurement |  |  | X | Area - microvolts millisecond | ECG Unit
09 | Y QRS DUR | Measurement | Y QRS DUR | ECG Lead Mx | X | QRS duration in lead Y | Measurement |  |  | 9593 | millisecond | Unit
09 | Y QRS MORPHOLOGY | Measurement | Y QRS MORPHOLOGY | ECG Lead Mx | X | QRS morphology in lead Y | Measurement
09 | Y QRS PKPK | Measurement | Y QRS PKPK | ECG Lead Mx | X | QRS swing in lead Y | Measurement |  |  | 9461 | bel microvolt | Unit
09 | Y QT | Measurement | Y QT | ECG Lead Mx | X | Q-T interval Lead Y | Measurement |  |  | 9593 | millisecond | Unit
09 | Y R AMP | Measurement | Y R AMP | ECG Lead Mx | X | R wave amplitude in lead Y | Measurement |  |  | 9461 | bel microvolt | Unit
09 | Y R AREA | Measurement | Y R AREA | ECG Lead Mx | X | R wave area in lead Y | Measurement |  |  | X | Area - microvolts millisecond | ECG Unit
09 | Y R DUR | Measurement | Y R DUR | ECG Lead Mx | X | R wave duration in lead Y | Measurement |  |  | 9593 | millisecond | Unit
09 | Y R INTRINSICOID | Measurement | Y R INTRINSICOID | ECG Lead Mx | X | R wave intrinsicoid in lead Y | Measurement |  |  | 9593 | millisecond | Unit
09 | Y R OFFSET | Measurement | Y R OFFSET | ECG Lead Mx | X | R wave offset in lead Y | Measurement |  |  | X | Samples | ECG Unit
09 | Y R ONSET | Measurement | Y R ONSET | ECG Lead Mx | X | R wave onset in lead Y | Measurement |  |  | X | Samples | ECG Unit
09 | Y R PEAKINDEX | Measurement | Y R PEAKINDEX | ECG Lead Mx | X | R wave peak index in lead Y | Measurement |  |  | X | Samples | ECG Unit
09 | Y Rp AMP | Measurement | Y Rp AMP | ECG Lead Mx | X | R' wave amplitude in lead Y | Measurement |  |  | 9461 | bel microvolt | Unit
09 | Y Rp AREA | Measurement | Y Rp AREA | ECG Lead Mx | X | R' wave area in lead Y | Measurement |  |  | X | Area - microvolts millisecond | ECG Unit
09 | Y Rp DUR | Measurement | Y Rp DUR | ECG Lead Mx | X | R' wave duration in lead Y | Measurement |  |  | 9593 | millisecond | Unit
09 | Y S AMP | Measurement | Y S AMP | ECG Lead Mx | X | S wave amplitude in lead Y | Measurement |  |  | 9461 | bel microvolt | Unit
09 | Y S AREA | Measurement | Y S AREA | ECG Lead Mx | X | S wave area in lead Y | Measurement |  |  | X | Area - microvolts millisecond | ECG Unit
09 | Y S DUR | Measurement | Y S DUR | ECG Lead Mx | X | S wave duration in lead Y | Measurement |  |  | 9593 | millisecond | Unit
09 | Y S INTRINSICOID | Measurement | Y S INTRINSICOID | ECG Lead Mx | X | S wave intrinsicoid in lead Y | Measurement |  |  | 9593 | millisecond | Unit
09 | Y S OFFSET | Measurement | Y S OFFSET | ECG Lead Mx | X | S wave offset in lead Y | Measurement |  |  | X | Samples | ECG Unit
09 | Y S ONSET | Measurement | Y S ONSET | ECG Lead Mx | X | S wave onset in lead Y | Measurement |  |  | X | Samples | ECG Unit
09 | Y S PEAKINDEX | Measurement | Y S PEAKINDEX | ECG Lead Mx | X | S wave peak index in lead Y | Measurement |  |  | X | Samples | ECG Unit
09 | Y Sp AMP | Measurement | Y Sp AMP | ECG Lead Mx | X | S' wave amplitude in lead Y | Measurement |  |  | 9461 | bel microvolt | Unit
09 | Y Sp AREA | Measurement | Y Sp AREA | ECG Lead Mx | X | S' wave area in lead Y | Measurement |  |  | X | Area - microvolts millisecond | ECG Unit
09 | Y Sp DUR | Measurement | Y Sp DUR | ECG Lead Mx | X | S' wave duration in lead Y | Measurement |  |  | 9593 | millisecond | Unit
09 | Y ST SLOPE | Measurement | Y ST SLOPE | ECG Lead Mx | X | ST slope in lead Y | Measurement |  |  | X | microvolts per millisecond | ECG Unit
09 | Y STJ | Measurement | Y STJ | ECG Lead Mx | X | ST amplitude.J point lead Y | Measurement |  |  | 9461 | bel microvolt | Unit
09 | Y STJ40 | Measurement | Y STJ40 | ECG Lead Mx | X | ST amplitude.J point+40 ms lead Y | Measurement |  |  | 9461 | bel microvolt | Unit
09 | Y STJ60 | Measurement | Y STJ60 | ECG Lead Mx | X | ST amplitude.J point+60 ms lead Y | Measurement |  |  | 9461 | bel microvolt | Unit
09 | Y STJ80 | Measurement | Y STJ80 | ECG Lead Mx | X | STJ80 lead Y | Measurement |  |  | 9461 | bel microvolt | Unit
09 | Y T AMP | Measurement | Y T AMP | ECG Lead Mx | X | T wave amplitude in lead Y | Measurement |  |  | 9461 | bel microvolt | Unit
09 | Y T AREA | Measurement | Y T AREA | ECG Lead Mx | X | T wave area in lead Y | Measurement |  |  | X | Area - microvolts millisecond | ECG Unit
09 | Y T DUR | Measurement | Y T DUR | ECG Lead Mx | X | T wave duration in lead Y | Measurement |  |  | 9593 | millisecond | Unit
09 | Y T NOTCH | Measurement | Y T NOTCH | ECG Lead Mx | X | T wave notch in lead Y | Measurement
09 | Y T PKPK | Measurement | Y T PKPK | ECG Lead Mx | X | T wave swing in lead Y | Measurement |  |  | 9461 | bel microvolt | Unit
09 | Y TF AMP | Measurement | Y TF AMP | ECG Lead Mx | X | T (final) wave amplitude in lead Y | Measurement |  |  | 9461 | bel microvolt | Unit
09 | Y TF DUR | Measurement | Y TF DUR | ECG Lead Mx | X | T (final) wave duration in lead Y | Measurement |  |  | 9593 | millisecond | Unit
09 | Y TNEG AMP | Measurement | Y TNEG AMP | ECG Lead Mx | X | T (negative) wave amplitude in lead Y | Measurement |  |  | 9461 | bel microvolt | Unit
09 | Y TNEG DUR | Measurement | Y TNEG DUR | ECG Lead Mx | X | T (negative) wave duration in lead Y | Measurement |  |  | 9593 | millisecond | Unit
09 | Y Tp AMP | Measurement | Y Tp AMP | ECG Lead Mx | X | Tp amplitude in lead Y | Measurement |  |  | 9461 | bel microvolt | Unit
09 | Y TPOS AMP | Measurement | Y TPOS AMP | ECG Lead Mx | X | T (positive) wave amplitude in lead Y | Measurement |  |  | 9461 | bel microvolt | Unit
09 | Y TPOS DUR | Measurement | Y TPOS DUR | ECG Lead Mx | X | T (positive) wave duration in lead Y | Measurement |  |  | 9593 | millisecond | Unit
09 | Y TPOS1 AMP | Measurement | Y TPOS1 AMP | ECG Lead Mx | X | T (positive) wave amplitude in lead Y | Measurement |  |  | 9461 | bel microvolt | Unit
09 | Y TPOS1 DUR | Measurement | Y TPOS1 DUR | ECG Lead Mx | X | T (positive) wave duration in lead Y | Measurement |  |  | 9593 | millisecond | Unit
09 | Z F AMP | Measurement | Z F AMP | ECG Lead Mx | X | Terminal amplitude in lead Z | Measurement |  |  | 9461 | bel microvolt | Unit
09 | Z F AREA | Measurement | Z F AREA | ECG Lead Mx | X | Terminal area in lead Z | Measurement |  |  | X | Area - microvolts millisecond | ECG Unit
09 | Z F DUR | Measurement | Z F DUR | ECG Lead Mx | X | Terminal duration in lead Z | Measurement |  |  | 9593 | millisecond | Unit
09 | Z F OFFSET | Measurement | Z F OFFSET | ECG Lead Mx | X | Terminal offset in lead Z | Measurement |  |  | X | Samples | ECG Unit
09 | Z F ONSET | Measurement | Z F ONSET | ECG Lead Mx | X | Terminal onset in lead Z | Measurement |  |  | X | Samples | ECG Unit
09 | Z F PEAKINDEX | Measurement | Z F PEAKINDEX | ECG Lead Mx | X | Terminal peak index in lead Z | Measurement |  |  | X | Samples | ECG Unit
09 | Z I AMP | Measurement | Z I AMP | ECG Lead Mx | X | Initial amplitude in lead Z | Measurement |  |  | 9461 | bel microvolt | Unit
09 | Z I AREA | Measurement | Z I AREA | ECG Lead Mx | X | Initial area in lead Z | Measurement |  |  | X | Area - microvolts millisecond | ECG Unit
09 | Z I DUR | Measurement | Z I DUR | ECG Lead Mx | X | Initial duration in lead Z | Measurement |  |  | 9593 | millisecond | Unit
09 | Z I OFFSET | Measurement | Z I OFFSET | ECG Lead Mx | X | Initial offset in lead Z | Measurement |  |  | X | Samples | ECG Unit
09 | Z I ONSET | Measurement | Z I ONSET | ECG Lead Mx | X | Initial onset in lead Z | Measurement |  |  | X | Samples | ECG Unit
09 | Z I PEAKINDEX | Measurement | Z I PEAKINDEX | ECG Lead Mx | X | Initial peak index in lead Z | Measurement |  |  | X | Samples | ECG Unit
09 | Z ISO DELTA | Measurement | Z ISO DELTA | ECG Lead Mx | X | Isoelectric delta in lead Z | Measurement |  |  | 9461 | bel microvolt | Unit
09 | Z NOISE ADJUST | Measurement | Z NOISE ADJUST | ECG Lead Mx | X | Noise measure adjustment in lead Z | Measurement
09 | Z NOISE SWING | Measurement | Z NOISE SWING | ECG Lead Mx | X | Noise measure swing in lead Z | Measurement |  |  | 9461 | bel microvolt | Unit
09 | Z P AMP | Measurement | Z P AMP | ECG Lead Mx | X | P wave amplitude in lead Z | Measurement |  |  | 9461 | bel microvolt | Unit
09 | Z P AREA | Measurement | Z P AREA | ECG Lead Mx | X | P wave area in lead Z | Measurement |  |  | X | Area - microvolts millisecond | ECG Unit
09 | Z P DUR | Measurement | Z P DUR | ECG Lead Mx | X | P wave duration in lead Z | Measurement |  |  | 9593 | millisecond | Unit
09 | Z Pp AMP | Measurement | Z Pp AMP | ECG Lead Mx | X | Pp amplitude in lead Z | Measurement |  |  | 9461 | bel microvolt | Unit
09 | Z Q AMP | Measurement | Z Q AMP | ECG Lead Mx | X | Q wave amplitude in lead Z | Measurement |  |  | 9461 | bel microvolt | Unit
09 | Z Q AREA | Measurement | Z Q AREA | ECG Lead Mx | X | Q wave area in lead Z | Measurement |  |  | X | Area - microvolts millisecond | ECG Unit
09 | Z Q DUR | Measurement | Z Q DUR | ECG Lead Mx | X | Q wave duration in lead Z | Measurement |  |  | 9593 | millisecond | Unit
09 | Z Q OFFSET | Measurement | Z Q OFFSET | ECG Lead Mx | X | Q wave offset in lead Z | Measurement |  |  | X | Samples | ECG Unit
09 | Z Q ONSET | Measurement | Z Q ONSET | ECG Lead Mx | X | Q wave onset in lead Z | Measurement |  |  | X | Samples | ECG Unit
09 | Z Q PEAKINDEX | Measurement | Z Q PEAKINDEX | ECG Lead Mx | X | Q wave peak index in lead Z | Measurement |  |  | X | Samples | ECG Unit
09 | Z QRS AREA | Measurement | Z QRS AREA | ECG Lead Mx | X | QRS area in lead Z | Measurement |  |  | X | Area - microvolts millisecond | ECG Unit
09 | Z QRS DUR | Measurement | Z QRS DUR | ECG Lead Mx | X | QRS duration in lead Z | Measurement |  |  | 9593 | millisecond | Unit
09 | Z QRS MORPHOLOGY | Measurement | Z QRS MORPHOLOGY | ECG Lead Mx | X | QRS morphology in lead Z | Measurement
09 | Z QRS PKPK | Measurement | Z QRS PKPK | ECG Lead Mx | X | QRS swing in lead Z | Measurement |  |  | 9461 | bel microvolt | Unit
09 | Z QT | Measurement | Z QT | ECG Lead Mx | X | Q-T interval Lead Z | Measurement |  |  | 9593 | millisecond | Unit
09 | Z R AMP | Measurement | Z R AMP | ECG Lead Mx | X | R wave amplitude in lead Z | Measurement |  |  | 9461 | bel microvolt | Unit
09 | Z R AREA | Measurement | Z R AREA | ECG Lead Mx | X | R wave area in lead Z | Measurement |  |  | X | Area - microvolts millisecond | ECG Unit
09 | Z R DUR | Measurement | Z R DUR | ECG Lead Mx | X | R wave duration in lead Z | Measurement |  |  | 9593 | millisecond | Unit
09 | Z R INTRINSICOID | Measurement | Z R INTRINSICOID | ECG Lead Mx | X | R wave intrinsicoid in lead Z | Measurement |  |  | 9593 | millisecond | Unit
09 | Z R OFFSET | Measurement | Z R OFFSET | ECG Lead Mx | X | R wave offset in lead Z | Measurement |  |  | X | Samples | ECG Unit
09 | Z R ONSET | Measurement | Z R ONSET | ECG Lead Mx | X | R wave onset in lead Z | Measurement |  |  | X | Samples | ECG Unit
09 | Z R PEAKINDEX | Measurement | Z R PEAKINDEX | ECG Lead Mx | X | R wave peak index in lead Z | Measurement |  |  | X | Samples | ECG Unit
09 | Z Rp AMP | Measurement | Z Rp AMP | ECG Lead Mx | X | R' wave amplitude in lead Z | Measurement |  |  | 9461 | bel microvolt | Unit
09 | Z Rp AREA | Measurement | Z Rp AREA | ECG Lead Mx | X | R' wave area in lead Z | Measurement |  |  | X | Area - microvolts millisecond | ECG Unit
09 | Z Rp DUR | Measurement | Z Rp DUR | ECG Lead Mx | X | R' wave duration in lead Z | Measurement |  |  | 9593 | millisecond | Unit
09 | Z S AMP | Measurement | Z S AMP | ECG Lead Mx | X | S wave amplitude in lead Z | Measurement |  |  | 9461 | bel microvolt | Unit
09 | Z S AREA | Measurement | Z S AREA | ECG Lead Mx | X | S wave area in lead Z | Measurement |  |  | X | Area - microvolts millisecond | ECG Unit
09 | Z S DUR | Measurement | Z S DUR | ECG Lead Mx | X | S wave duration in lead Z | Measurement |  |  | 9593 | millisecond | Unit
09 | Z S INTRINSICOID | Measurement | Z S INTRINSICOID | ECG Lead Mx | X | S wave intrinsicoid in lead Z | Measurement |  |  | 9593 | millisecond | Unit
09 | Z S OFFSET | Measurement | Z S OFFSET | ECG Lead Mx | X | S wave offset in lead Z | Measurement |  |  | X | Samples | ECG Unit
09 | Z S ONSET | Measurement | Z S ONSET | ECG Lead Mx | X | S wave onset in lead Z | Measurement |  |  | X | Samples | ECG Unit
09 | Z S PEAKINDEX | Measurement | Z S PEAKINDEX | ECG Lead Mx | X | S wave peak index in lead Z | Measurement |  |  | X | Samples | ECG Unit
09 | Z Sp AMP | Measurement | Z Sp AMP | ECG Lead Mx | X | S' wave amplitude in lead Z | Measurement |  |  | 9461 | bel microvolt | Unit
09 | Z Sp AREA | Measurement | Z Sp AREA | ECG Lead Mx | X | S' wave area in lead Z | Measurement |  |  | X | Area - microvolts millisecond | ECG Unit
09 | Z Sp DUR | Measurement | Z Sp DUR | ECG Lead Mx | X | S' wave duration in lead Z | Measurement |  |  | 9593 | millisecond | Unit
09 | Z ST SLOPE | Measurement | Z ST SLOPE | ECG Lead Mx | X | ST slope in lead Z | Measurement |  |  | X | microvolts per millisecond | ECG Unit
09 | Z STJ | Measurement | Z STJ | ECG Lead Mx | X | ST amplitude.J point lead Z | Measurement |  |  | 9461 | bel microvolt | Unit
09 | Z STJ40 | Measurement | Z STJ40 | ECG Lead Mx | X | ST amplitude.J point+40 ms lead Z | Measurement |  |  | 9461 | bel microvolt | Unit
09 | Z STJ60 | Measurement | Z STJ60 | ECG Lead Mx | X | ST amplitude.J point+60 ms lead Z | Measurement |  |  | 9461 | bel microvolt | Unit
09 | Z STJ80 | Measurement | Z STJ80 | ECG Lead Mx | X | STJ80 lead Z | Measurement |  |  | 9461 | bel microvolt | Unit
09 | Z T AMP | Measurement | Z T AMP | ECG Lead Mx | X | T wave amplitude in lead Z | Measurement |  |  | 9461 | bel microvolt | Unit
09 | Z T AREA | Measurement | Z T AREA | ECG Lead Mx | X | T wave area in lead Z | Measurement |  |  | X | Area - microvolts millisecond | ECG Unit
09 | Z T DUR | Measurement | Z T DUR | ECG Lead Mx | X | T wave duration in lead Z | Measurement |  |  | 9593 | millisecond | Unit
09 | Z T NOTCH | Measurement | Z T NOTCH | ECG Lead Mx | X | T wave notch in lead Z | Measurement
09 | Z T PKPK | Measurement | Z T PKPK | ECG Lead Mx | X | T wave swing in lead Z | Measurement |  |  | 9461 | bel microvolt | Unit
09 | Z TF AMP | Measurement | Z TF AMP | ECG Lead Mx | X | T (final) wave amplitude in lead Z | Measurement |  |  | 9461 | bel microvolt | Unit
09 | Z TF DUR | Measurement | Z TF DUR | ECG Lead Mx | X | T (final) wave duration in lead Z | Measurement |  |  | 9593 | millisecond | Unit
09 | Z TNEG AMP | Measurement | Z TNEG AMP | ECG Lead Mx | X | T (negative) wave amplitude in lead Z | Measurement |  |  | 9461 | bel microvolt | Unit
09 | Z TNEG DUR | Measurement | Z TNEG DUR | ECG Lead Mx | X | T (negative) wave duration in lead Z | Measurement |  |  | 9593 | millisecond | Unit
09 | Z Tp AMP | Measurement | Z Tp AMP | ECG Lead Mx | X | Tp amplitude in lead Z | Measurement |  |  | 9461 | bel microvolt | Unit
09 | Z TPOS AMP | Measurement | Z TPOS AMP | ECG Lead Mx | X | T (positive) wave amplitude in lead Z | Measurement |  |  | 9461 | bel microvolt | Unit
09 | Z TPOS DUR | Measurement | Z TPOS DUR | ECG Lead Mx | X | T (positive) wave duration in lead Z | Measurement |  |  | 9593 | millisecond | Unit
09 | Z TPOS1 AMP | Measurement | Z TPOS1 AMP | ECG Lead Mx | X | T (positive) wave amplitude in lead Z | Measurement |  |  | 9461 | bel microvolt | Unit
09 | Z TPOS1 DUR | Measurement | Z TPOS1 DUR | ECG Lead Mx | X | T (positive) wave duration in lead Z | Measurement |  |  | 9593 | millisecond | Unit